## Input Capital & Operating Costs
Input Requirements
Capital Expenditures
Capital Expenditures from 2027 to 2031 should be the same as in the five year capital budget.
The year the costs are put into the spreadsheet is the year the project placed into rate base.
The Capital expenditures beyond 2031 should be based on 2027 costs and will be escalated to the in-service year by this spreadsheet.
Operating Expenditures
All Operating expenditures should be input based on 2027 costs. The Spreadsheet will escalate the operating costs to future years.
Project Life Cycle Analysis Assumptions
Year production due to life extension project starts. |  |  | 2027
Notes
1) Present Value Calculation assumes an in-service date at end of year with production from life extension project starting the year subsequent to the in-service year.
2) Revenue Requirement and Avoided Energy Costs are all Year End Cash Flows.
2) Total present value of costs will be based on a assumed study period (life cycle) starting in the year subsequent to the in-service year.
3) Lost production during construction will be modeled as a cost of the project.
4) Present Value Calculation is discounted to the beginning of the year when production from the project is deemed to have started.
Capital Expenditures by Year
Year | Generation | Generation | Transmission | Substation | Distribution | Buildings | Operating | Description of Capital Work
| Hydro | Hydro |  |  |  |  | Costs
| 65.7 yrs | 65.7 yrs | 51.9 yrs | 48.5 yrs | 52.9 yrs | 78 yrs
| 8% CCA | 100% CCA | 8% CCA | 8% CCA | 8% CCA | 4% CCA
2027 | 612000 |  |  | 73000 |  |  | 300666.3981 | Lookout Brook Bridges #1 and Transformer Year 1
2028 | 622000 |  |  | 86000 |  |  | 300666.3981 | Lookout Brook Bridges #2 and Transformer Year 2
2029 | 1588000 |  |  | 2175000 |  |  | 300666.3981 | Lookout Brook Bridge #3 and Transformer Year 3
2030 | [6 empty] | 300666.3981
2031 | 3286000 | [5 empty] | 300666.3981 | Road and Joe Dennis Pond Outlet Year 1
2032 | 8714000 | [5 empty] | 300666.3981 | Road and Joe Dennis Pond Outlet Year 2
2033 | 3500000 | [5 empty] | 300666.3981 | Penstock Coating
2034 | [6 empty] | 300666.3981
2035 | 1500000 | [5 empty] | 300666.3981 | Mechanical Overhaul
2036 | 1000000 | [5 empty] | 300666.3981 | Cross Pond Outlet Replacement
2037 | [6 empty] | 300666.3981
2038 | [6 empty] | 300666.3981
2039 | [6 empty] | 300666.3981
2040 | [6 empty] | 300666.3981
2041 | [6 empty] | 300666.3981
2042 | [6 empty] | 300666.3981
2043 | [6 empty] | 300666.3981
2044 | [6 empty] | 300666.3981
2045 | [6 empty] | 300666.3981
2046 | [6 empty] | 300666.3981
2047 | 2000000 | [5 empty] | 300666.3981 | G4 Rewind and Protection and Controls
2048 | [6 empty] | 300666.3981
2049 | [6 empty] | 300666.3981
2050 | 1500000 | [5 empty] | 300666.3981 | Mechanical Overhaul and Switchgear
2051 | [6 empty] | 300666.3981
2052 | [6 empty] | 300666.3981
2053 | [6 empty] | 300666.3981
2054 | 1000000 | [5 empty] | 300666.3981 | Building Envelope and Crane
2055 | [6 empty] | 300666.3981
2056 | [6 empty] | 300666.3981
2057 | [6 empty] | 300666.3981
2058 | 3500000 | [5 empty] | 300666.3981 | Penstock Coating
2059 | [6 empty] | 300666.3981
2060 | [6 empty] | 300666.3981
2061 | 750000 |  | 4000000 |  |  |  | 300666.3981 | Mechanical Overhaul and Transmission Line
2062 | [6 empty] | 300666.3981
2063 | [6 empty] | 300666.3981
2064 | [6 empty] | 300666.3981
2065 | 750000 | [5 empty] | 300666.3981 | Mechanical Overhaul
2066 | [6 empty] | 300666.3981
2067 | [6 empty] | 300666.3981
2068 | [6 empty] | 300666.3981
2069 | [6 empty] | 300666.3981
2070 | [6 empty] | 300666.3981
2071 | [6 empty] | 300666.3981
2072 | [6 empty] | 300666.3981
2073 | [6 empty] | 300666.3981
2074 | [6 empty] | 300666.3981
2075 | 1500000 | [5 empty] | 300666.3981 | G3 Rewind
2076 | [6 empty] | 300666.3981
2077 | [6 empty] | 300666.3981
2078 | [6 empty] | 300666.3981
2079 | [6 empty] | 300666.3981
2080 | 750000 | [5 empty] | 300666.3981 | Mechanical Overhaul
2081 | [6 empty] | 300666.3981
2082 | [6 empty] | 300666.3981
2083 | 11000000 | [5 empty] | 300666.3981 | Penstock Coating and Mechanical Overhaul
2084 | [6 empty] | 300666.3981
2085 | [6 empty] | 300666.3981
2086 | [6 empty] | 300666.3981
2087 | [6 empty] | 300666.3981
2088 | [6 empty] | 300666.3981
2089 | [6 empty] | 300666.3981
2090 | [6 empty] | 300666.3981
2091 | [6 empty] | 300666.3981
2092 | [6 empty] | 300666.3981
2093 | [6 empty] | 300666.3981
2094 | [6 empty] | 300666.3981
2095 | [6 empty] | 300666.3981
2096 | [6 empty] | 300666.3981
2097 | [6 empty] | 300666.3981
2098 | [6 empty] | 300666.3981
2099 | [6 empty] | 300666.3981
2100 | [6 empty] | 300666.3981
2101 | [6 empty] | 300666.3981
2102 | [6 empty] | 300666.3981
2103 | [6 empty] | 300666.3981
2104 | [6 empty] | 300666.3981
2105 | [6 empty] | 300666.3981
2106 | [6 empty] | 300666.3981
2107 | [6 empty] | 300666.3981

## Generation Plant Input
Lookout Brook
All Operating costs should reflect cost escalations to 2027
Plant Production Information
Summary
Existing Plant Output |  | 31.51 | GWhrs | Estimated Normal Production
Generation Increase |  | 0 | GWhrs
New Plant Output |  | 31.51 | GWhrs
NP Output |  | 438.4 | GWhrs
Existing Plant Capacity |  | 5.6 | MW | (Available for Winter Peak)
Generation Increase |  | 0 | MW
New Plant Output |  | 5.6 | MW | (Available for Winter Peak)
Annual Operating Costs |  | See Operating Cost Table
Operating Savings
Revised Annual Costs
NOTES
1) Normalized Energy Production based on the results of the 2020 Water Management Study
2) Annual Cost Calculated Specific Plant Charges + % Of Hydro Operations based on annual Output
3) Ensure Gen Tax is included
4) Available for Winter Peak as reported to Hydro (based on capacity during capacity test)
Operating Cost Information
Operating Costs Information
| Plant Operating |  | Hydro Ops | 51201 | Plant Portion of |  | Total |  | Escalation to 2027 - Labour | Escalation to 2027 - Non Labour | $2027 Labour | $2027 Non Labour | Total
| 51233 - Lookout Brook |  | 51201 |  | Hydro Ops
| Labour | Non Labour | Labour | Non Labour | Labour | Non Labour | Labour | Non Labour |  | Non Labour | 2023 $ |  | Total
2021 | 81335 | 31985 | 658209.86 | 266034.64 | 47308.8337 | 19121.2398 | 128643.8337 | 51106.2398 | 1.2542 | 1.1965 | 161349.9642 | 61146.2259 | 222496.1901
2022 | 67797 | 42396 | 700705.58 | 225810.76 | 50363.2136 | 16230.1484 | 118160.2136 | 58626.1484 | 1.2177 | 1.1088 | 143884.4768 | 65004.9079 | 208889.3847
2023 | 88619 | 26599 | 795219 | 187174 | 57156.3656 | 13453.1313 | 145775.3656 | 40052.1313 | 1.184 | 1.0919 | 172592.7379 | 43732.4104 | 216325.1482
2024 | 80190 | 11599 | 648233 | 291164 | 46591.7469 | 20927.4125 | 126781.7469 | 32526.4125 | 1.1406 | 1.0629 | 144609.8104 | 34572.6304 | 179182.4408
2025 | 62366 | 14145 | 783515 | 206805 | 56315.1406 | 14864.1094 | 118681.1406 | 29009.1094 | 1.092 | 1.0366 | 129602.7726 | 30072.0538 | 159674.8264
5 year Average | 76061.4 | 25344.8 | 717176.488 | 235397.68 | 51547.0601 | 16919.2083 | 127608.4601 | 42264.0082 |  |  | 150407.9524 | 46905.6457 | 197313.5981
[12 empty] | Water Tax | 103352.8
[12 empty] | Total Annual Operating Cost: | 300666.3981
Water Rental Tax
2025 Water Rental Rate |  |  | 3.1489
based on rate of 2.5 $/MWh established in 2016 and adjusted by CPI annually
CPI Escalation 2026 | 2.08% |  | 3.2144
CPI Escalation 2027 | 2.05% |  | 3.2803
Rounded Figure for 2027 |  |  | 3.28 | $/MWh
Normal Production |  |  | 31510
Total Water Rental Rate ($2027) |  |  | 103352.8
Escalation
Escalation to 2027 based on Signal49's forecast for All Items Consumer price index.
Beyond 2026 assumes GDP Deflator forecast (Canada) is a reasonable approximation for forecast CPI
Escalation for converting historic operating costs to 2027 equivalent
Inflation adjustment taken from historic medium term all Canada GDP Deflator Forecast - February 6, 2026
| Non-Labour Escalator |  | Labour Escalator
| Index | Escalation to 2027 | Index | Escalation to 2027
2021 | 1.1242 | 1.1965 | 1 | 1.2542
2022 | 1.2131 | 1.1088 | 1.03 | 1.2177
2023 | 1.2319 | 1.0919 | 1.0594 | 1.184
2024 | 1.2654 | 1.0629 | 1.0996 | 1.1406
2025 | 1.2975 | 1.0366 | 1.1485 | 1.092
2026 | 1.3218 | 1.0176 | 1.2002 | 1.045
2027 | 1.3451 | 1 | 1.2542 | 1
Estimated Spillage
Estimated Spillage | [7 empty] | Export Energy Supply cost $/MWh
[8 empty] | Winter on Peak Cost | Winter off peak cost | Non-Winter Cost | Winter Production Split
# | Year | GWH | Winter Season spill | Non-Winter Spill | Weighted Export Energy Supply Cost $/MWh | Cost of Spillage ($) |  |  |  |  | On Peak | Off Peak
1 | 2029 | 8 | 0% | 100% | 25.68 | 205440 |  | 65.26 | 55.99 | 25.68 | 47.76% | 52.24%
2 |  |  |  |  | 0 | 0 |  | 0 | 0 | 0 | 47.76% | 53.73%
3 |  |  |  |  | 0 | 0 |  | 0 | 0 | 0 | 47.76% | 53.73%
4 |  |  |  |  | 0 | 0 |  | 0 | 0 | 0 | 47.76% | 53.73%
5 |  |  |  |  | 0 | 0 |  | 0 | 0 | 0 | 47.76% | 53.73%
6 |  |  |  |  | 0 | 0 |  | 0 | 0 | 0 | 47.76% | 53.73%
7 |  |  |  |  | 0 | 0 |  | 0 | 0 | 0 | 47.76% | 53.73%
8 |  |  |  |  | 0 | 0 |  | 0 | 0 | 0 | 47.76% | 53.73%
9 |  |  |  |  | 0 | 0 |  | 0 | 0 | 0 | 47.76% | 53.73%
10 |  |  |  |  | 0 | 0 |  | 0 | 0 | 0 | 47.76% | 53.73%
Notes:
1. Estimated Spillage accounts for cost of spilled water (lost generation) during planned work.
2. Enter the year the spill is expected to occur and the spillage amount (GWh).
3. The value of the spillage is based on the weighted export energy supply cost for the year the spill is expected.
Note on E9: SEE NOTE 1
Note on E10: SEE NOTE 1
Note on E11: SEE NOTE 1
Note on E12: See Note 1
Note on E14: SEE NOTE 1
Note on B29: See Note 2
Note on D32: supersetup: Excluding Water Rental Tax
Note on F32: supersetup: Excluding Water Rental Tax
Note on C33: supersetup: Does Not Include Taxes
Note on D33: supersetup: Does Not Include Taxes

## Marginal Supply Costs
Notes: | Basis of Energy, Generation Capacity and Transmission Capacity is NL Hydro's Marginal Cost update- December 2025
Winter Season defined as December through March.
On peak Hours 7:00 a.m. to 10:00 p.m., Monday through Friday
Hourly Marginal Capacity estimated by Newfoundland Power.
Annual Capacity costs does not include losses to NP delivery point
Marginal Cost Projection 2026 - 2045
Island Inter-Connected System
at Hydro's Delivery Point to NP | [7 empty] | Plant Production
Source: Hydro's Marginal Cost Update, December 2025 | [7 empty] | Source: Hourly Hydro Prod Input for NPV - for appropriate hydro Plant
| Energy Supply Costs |  |  | Generation and Transmission Capacity Costs |  |  |  | Plant Production Splits |  |  | Weighted Export Energy Supply Cost | Weighted Capacity Cost (Run of River)
| Winter |  | Non-Winter | Winter |  | Non-Winter |  | Winter |  | Non-Winter
Year | On-Peak | Off-Peak | All hours | On-Peak | Off-Peak | All hours | Annual | On-Peak | Off-Peak | All hours
| $/MWh | $/MWh | $/MWh | $/MWh | $/MWh | $/MWh | $/kW·yr |  |  |  | $/MWh | $/MWh
2027 | 100.83 | 84.05 | 35.8 | 135.85 | 42.49 | 2.07 | 258.02 | 16% | 17.5% | 66% | 54.4695 | 30.5379
2028 | 85.88 | 69.58 | 28.17 | 125.92 | 39.35 | 1.9 | 239.29 | 16% | 18% | 66% | 44.8574 | 28.4842
2029 | 65.26 | 55.99 | 25.68 | 157.6 | 49.33 | 2.43 | 299.49 | 16% | 18% | 66% | 37.4686 | 35.6992
2030 | 63.93 | 55.58 | 25.34 | 251.8 | 79.02 | 4 | 478.32 | 16% | 18% | 66% | 36.9576 | 57.1516
2031 | 67.76 | 56.83 | 27.76 | 467.19 | 146.91 | 7.62 | 887.06 | 16% | 18% | 66% | 39.3926 | 106.2234
2032 | 71.74 | 59.62 | 28.94 | 339.33 | 106.6 | 5.46 | 644.61 | 16% | 18% | 66% | 41.3104 | 77.0844
2033 | 71.58 | 59.73 | 29.89 | 372.95 | 117.19 | 6.02 | 708.53 | 16% | 18% | 66% | 41.9316 | 84.7394
2034 | 71.94 | 62.43 | 29.2 | 282.63 | 88.71 | 4.5 | 537.31 | 16% | 18% | 66% | 42.0198 | 64.1586
2035 | 72.63 | 65.76 | 29.74 | 203.08 | 63.62 | 3.16 | 386.53 | 16% | 18% | 66% | 43.086 | 46.03
2036 | 70.37 | 62.99 | 30.67 | 298.04 | 93.54 | 4.75 | 566.82 | 16% | 18% | 66% | 42.8396 | 67.6586
2037 | 72.77 | 62.95 | 30.23 | 306.79 | 96.29 | 4.89 | 583.57 | 16% | 18% | 66% | 42.926 | 69.646
2038 | 77.31 | 67.08 | 30.89 | 315.8 | 99.12 | 5.04 | 600.82 | 16% | 18% | 66% | 44.8314 | 71.696
2039 | 76.92 | 67.4 | 30.82 | 325.07 | 102.04 | 5.19 | 618.59 | 16% | 18% | 66% | 44.7804 | 73.8038
2040 | 79.83 | 74.17 | 33.85 | 334.63 | 105.04 | 5.34 | 636.89 | 16% | 18% | 66% | 48.4644 | 75.9724
2041 | 82.08 | 78.47 | 35.85 | 344.48 | 108.14 | 5.5 | 655.74 | 16% | 18% | 66% | 50.9184 | 78.212
2042 | 84.2 | 77 | 37.69 | 354.61 | 111.32 | 5.66 | 675.16 | 16% | 18% | 66% | 52.2074 | 80.5108
2043 | 87.24 | 77.68 | 36.47 | 365.05 | 114.6 | 5.83 | 695.15 | 16% | 18% | 66% | 52.011 | 82.8838
2044 | 94.6 | 84.63 | 36.63 | 375.8 | 117.98 | 6.01 | 715.74 | 16% | 18% | 66% | 54.5452 | 85.331
2045 | 98.76 | 90.09 | 39.75 | 386.87 | 121.46 | 6.19 | 736.96 | 16% | 18% | 66% | 58.2528 | 87.8474
2046 | 100.4137 | 91.5986 | 40.4156 | 393.3481 | 123.4938 | 6.2937 | 749.3004 | 16% | 18% | 66% | 59.2282 | 89.3184
2047 | 102.0952 | 93.1324 | 41.0924 | 399.9348 | 125.5618 | 6.399 | 761.8474 | 16% | 18% | 66% | 60.22 | 90.814
2048 | 103.8047 | 94.6919 | 41.7805 | 406.6317 | 127.6643 | 6.5062 | 774.6046 | 16% | 18% | 66% | 61.2284 | 92.3347
2049 | 105.543 | 96.2775 | 42.4801 | 413.4407 | 129.802 | 6.6151 | 787.5753 | 16% | 18% | 66% | 62.2537 | 93.8809
2050 | 107.3103 | 97.8897 | 43.1914 | 420.3638 | 131.9756 | 6.7259 | 800.7633 | 16% | 18% | 66% | 63.2961 | 95.4529
2051 | 109.1072 | 99.5288 | 43.9146 | 427.4028 | 134.1855 | 6.8385 | 814.172 | 16% | 18% | 66% | 64.356 | 97.0513
2052 | 110.9342 | 101.1954 | 44.65 | 434.5596 | 136.4324 | 6.953 | 827.8054 | 16% | 18% | 66% | 65.4336 | 98.6764
2053 | 112.7918 | 102.8899 | 45.3977 | 441.8363 | 138.717 | 7.0695 | 841.667 | 16% | 18% | 66% | 66.5293 | 100.3287
2054 | 114.6805 | 104.6128 | 46.1578 | 449.2349 | 141.0398 | 7.1879 | 855.7607 | 16% | 18% | 66% | 67.6434 | 102.0087
2055 | 116.6008 | 106.3646 | 46.9308 | 456.7573 | 143.4015 | 7.3082 | 870.0904 | 16% | 18% | 66% | 68.7761 | 103.7169
2056 | 118.5533 | 108.1457 | 47.7166 | 464.4057 | 145.8028 | 7.4306 | 884.66 | 16% | 18% | 66% | 69.9277 | 105.4536
2057 | 120.5385 | 109.9566 | 48.5156 | 472.1822 | 148.2442 | 7.555 | 899.4737 | 16% | 18% | 66% | 71.0986 | 107.2194
2058 | 122.5569 | 111.7978 | 49.328 | 480.0889 | 150.7266 | 7.6815 | 914.5354 | 16% | 18% | 66% | 72.2892 | 109.0148
2059 | 124.6091 | 113.6698 | 50.154 | 488.128 | 153.2505 | 7.8101 | 929.8493 | 16% | 18% | 66% | 73.4997 | 110.8403
2060 | 126.6957 | 115.5732 | 50.9939 | 496.3017 | 155.8167 | 7.9409 | 945.4196 | 16% | 18% | 66% | 74.7304 | 112.6963
2061 | 128.8172 | 117.5085 | 51.8477 | 504.6122 | 158.4258 | 8.0739 | 961.2506 | 16% | 18% | 66% | 75.9818 | 114.5834
2062 | 130.9742 | 119.4762 | 52.7159 | 513.062 | 161.0787 | 8.2091 | 977.3468 | 16% | 18% | 66% | 77.2541 | 116.5021
2063 | 133.1674 | 121.4768 | 53.5987 | 521.6532 | 163.7759 | 8.3466 | 993.7125 | 16% | 18% | 66% | 78.5477 | 118.4529
2064 | 135.3973 | 123.5109 | 54.4962 | 530.3883 | 166.5184 | 8.4863 | 1010.3522 | 16% | 18% | 66% | 79.863 | 120.4364
2065 | 137.6645 | 125.5791 | 55.4087 | 539.2696 | 169.3067 | 8.6284 | 1027.2705 | 16% | 18% | 66% | 81.2003 | 122.4531
2066 | 139.9697 | 127.682 | 56.3365 | 548.2997 | 172.1418 | 8.7729 | 1044.4722 | 16% | 18% | 66% | 82.56 | 124.5036
2067 | 142.3135 | 129.82 | 57.2799 | 557.481 | 175.0243 | 8.9198 | 1061.9618 | 16% | 18% | 66% | 83.9425 | 126.5884
2068 | 144.6965 | 131.9938 | 58.239 | 566.816 | 177.9551 | 9.0692 | 1079.7444 | 16% | 18% | 66% | 85.3481 | 128.7081
2069 | 147.1195 | 134.2041 | 59.2142 | 576.3073 | 180.9349 | 9.221 | 1097.8247 | 16% | 18% | 66% | 86.7773 | 130.8633
2070 | 149.583 | 136.4513 | 60.2058 | 585.9576 | 183.9647 | 9.3754 | 1116.2078 | 16% | 18% | 66% | 88.2303 | 133.0546
2071 | 152.0878 | 138.7362 | 61.2139 | 595.7695 | 187.0452 | 9.5324 | 1134.8987 | 16% | 18% | 66% | 89.7078 | 135.2826
2072 | 154.6345 | 141.0593 | 62.239 | 605.7456 | 190.1772 | 9.6921 | 1153.9026 | 16% | 18% | 66% | 91.2099 | 137.548
2073 | 157.2238 | 143.4214 | 63.2812 | 615.8888 | 193.3617 | 9.8543 | 1173.2247 | 16% | 18% | 66% | 92.7372 | 139.8512
2074 | 159.8565 | 145.823 | 64.3408 | 626.2019 | 196.5996 | 10.0194 | 1192.8703 | 16% | 18% | 66% | 94.2901 | 142.193
2075 | 162.5333 | 148.2648 | 65.4182 | 636.6876 | 199.8916 | 10.1871 | 1212.8449 | 16% | 18% | 66% | 95.869 | 144.574
2076 | 165.255 | 150.7475 | 66.5136 | 647.349 | 203.2388 | 10.3577 | 1233.154 | 16% | 18% | 66% | 97.4743 | 146.9949
2077 | 168.0221 | 153.2717 | 67.6274 | 658.1888 | 206.6421 | 10.5312 | 1253.8032 | 16% | 18% | 66% | 99.1065 | 149.4563
2078 | 170.8357 | 155.8383 | 68.7598 | 669.2102 | 210.1023 | 10.7075 | 1274.7981 | 16% | 18% | 66% | 100.7661 | 151.959
2079 | 173.6963 | 158.4478 | 69.9112 | 680.4161 | 213.6204 | 10.8868 | 1296.1446 | 16% | 18% | 66% | 102.4534 | 154.5035
2080 | 176.6049 | 161.101 | 71.0818 | 691.8097 | 217.1975 | 11.0691 | 1317.8486 | 16% | 18% | 66% | 104.169 | 157.0907
2081 | 179.5621 | 163.7986 | 72.2721 | 703.394 | 220.8345 | 11.2545 | 1339.9159 | 16% | 18% | 66% | 105.9133 | 159.7212
2082 | 182.5689 | 166.5414 | 73.4823 | 715.1724 | 224.5324 | 11.4429 | 1362.3528 | 16% | 18% | 66% | 107.6868 | 162.3957
2083 | 185.626 | 169.3302 | 74.7128 | 727.1479 | 228.2922 | 11.6345 | 1385.1654 | 16% | 18% | 66% | 109.49 | 165.115
2084 | 188.7343 | 172.1656 | 75.9638 | 739.324 | 232.1149 | 11.8293 | 1408.36 | 16% | 18% | 66% | 111.3234 | 167.8799
2085 | 191.8947 | 175.0485 | 77.2359 | 751.704 | 236.0017 | 12.0274 | 1431.943 | 16% | 18% | 66% | 113.1875 | 170.691
2086 | 195.1079 | 177.9797 | 78.5292 | 764.2913 | 239.9535 | 12.2288 | 1455.9209 | 16% | 18% | 66% | 115.0829 | 173.5493
2087 | 198.375 | 180.96 | 79.8441 | 777.0894 | 243.9715 | 12.4336 | 1480.3003 | 16% | 18% | 66% | 117.0099 | 176.4553
2088 | 201.6968 | 183.9901 | 81.1811 | 790.1017 | 248.0569 | 12.6418 | 1505.0879 | 16% | 18% | 66% | 118.9693 | 179.4101
2089 | 205.0742 | 187.071 | 82.5405 | 803.332 | 252.2106 | 12.8535 | 1530.2906 | 16% | 18% | 66% | 120.9614 | 182.4143
2090 | 208.5082 | 190.2036 | 83.9226 | 816.7838 | 256.4338 | 13.0687 | 1555.9153 | 16% | 18% | 66% | 122.9869 | 185.4688
2091 | 211.9997 | 193.3885 | 85.3279 | 830.4608 | 260.7278 | 13.2875 | 1581.9691 | 16% | 18% | 66% | 125.0463 | 188.5745
2092 | 215.5496 | 196.6268 | 86.7567 | 844.3669 | 265.0937 | 13.51 | 1608.4592 | 16% | 18% | 66% | 127.1402 | 191.7322
2093 | 219.159 | 199.9193 | 88.2095 | 858.5058 | 269.5327 | 13.7363 | 1635.3928 | 16% | 18% | 66% | 129.2692 | 194.9428
2094 | 222.8288 | 203.267 | 89.6866 | 872.8815 | 274.046 | 13.9663 | 1662.7775 | 16% | 18% | 66% | 131.4338 | 198.2071
2095 | 226.5601 | 206.6707 | 91.1884 | 887.4979 | 278.6349 | 14.2001 | 1690.6207 | 16% | 18% | 66% | 133.6346 | 201.526
2096 | 230.3538 | 210.1314 | 92.7153 | 902.359 | 283.3007 | 14.4379 | 1718.9302 | 16% | 18% | 66% | 135.8724 | 204.9006
2097 | 234.2111 | 213.65 | 94.2678 | 917.469 | 288.0445 | 14.6797 | 1747.7136 | 16% | 18% | 66% | 138.1475 | 208.3317
2098 | 238.1329 | 217.2276 | 95.8463 | 932.832 | 292.8678 | 14.9255 | 1776.9791 | 16% | 18% | 66% | 140.4608 | 211.8202
2099 | 242.1205 | 220.8651 | 97.4513 | 948.4523 | 297.7719 | 15.1754 | 1806.7346 | 16% | 18% | 66% | 142.8128 | 215.3671
2100 | 246.1748 | 224.5635 | 99.0831 | 964.3342 | 302.7581 | 15.4295 | 1836.9884 | 16% | 18% | 66% | 145.2042 | 218.9734
2101 | 250.297 | 228.3238 | 100.7423 | 980.4819 | 307.8278 | 15.6879 | 1867.7488 | 16% | 18% | 66% | 147.6357 | 222.6401
2102 | 254.4882 | 232.1471 | 102.4292 | 996.9001 | 312.9824 | 15.9506 | 1899.0242 | 16% | 18% | 66% | 150.1078 | 226.3682
2103 | 258.7496 | 236.0344 | 104.1444 | 1013.5932 | 318.2233 | 16.2177 | 1930.8234 | 16% | 18% | 66% | 152.6214 | 230.1588
2104 | 263.0824 | 239.9867 | 105.8883 | 1030.5658 | 323.5519 | 16.4893 | 1963.155 | 16% | 18% | 66% | 155.177 | 234.0128
2105 | 267.4877 | 244.0053 | 107.6614 | 1047.8226 | 328.9698 | 16.7654 | 1996.028 | 16% | 18% | 66% | 157.7755 | 237.9313
2106 | 271.9668 | 248.0912 | 109.4641 | 1065.3684 | 334.4784 | 17.0461 | 2029.4515 | 16% | 18% | 66% | 160.4174 | 241.9155
2107 | 276.5209 | 252.2455 | 111.2971 | 1083.208 | 340.0792 | 17.3316 | 2063.4347 | 16% | 18% | 66% | 163.1036 | 245.9664
Notes
2027 - 2045 Based on Marginal Cost Projection from Hydro's Marginal Cost Update, December 2025
After 2045 Based on Cost Escalation Factor from Escalation Sheet

## Escalation Sheet
GDP Deflator (All Canada)
Year | Index | (% over previous year) | Escalated Amount
2027 | 1.3451 |  | 100
2028 | 1.3712 | 1.942% | 101.9418
2029 | 1.3992 | 2.04% | 104.0219
2030 | 1.4242 | 1.791% | 105.885
2031 | 1.4479 | 1.664% | 107.6465
2032 | 1.4709 | 1.589% | 109.3574
2033 | 1.4957 | 1.685% | 111.1996
2034 | 1.5209 | 1.682% | 113.0697
2035 | 1.5463 | 1.671% | 114.9591
2036 | 1.5719 | 1.657% | 116.8644
2037 | 1.5979 | 1.657% | 118.8009
2038 | 1.6245 | 1.665% | 120.7784
2039 | 1.6516 | 1.667% | 122.7914
2040 | 1.6793 | 1.677% | 124.8506
2041 | 1.7074 | 1.672% | 126.9375
2042 | 1.7359 | 1.668% | 129.0549
2043 | 1.7649 | 1.673% | 131.2137
2044 | 1.7945 | 1.678% | 133.4161
2045 | 1.8247 | 1.682% | 135.6596
2046 | 1.8553 | 1.675% | 137.9312
2047 | 1.8863 | 1.675% | 140.2409
2048 | 1.9179 | 1.675% | 142.5892
2049 | 1.95 | 1.675% | 144.9769
2050 | 1.9827 | 1.675% | 147.4045
2051 | 2.0159 | 1.675% | 149.8728
2052 | 2.0496 | 1.675% | 152.3824
2053 | 2.084 | 1.675% | 154.9341
2054 | 2.1188 | 1.675% | 157.5284
2055 | 2.1543 | 1.675% | 160.1663
2056 | 2.1904 | 1.675% | 162.8482
2057 | 2.2271 | 1.675% | 165.5751
2058 | 2.2644 | 1.675% | 168.3477
2059 | 2.3023 | 1.675% | 171.1667
2060 | 2.3408 | 1.675% | 174.0329
2061 | 2.38 | 1.675% | 176.947
2062 | 2.4199 | 1.675% | 179.91
2063 | 2.4604 | 1.675% | 182.9226
2064 | 2.5016 | 1.675% | 185.9857
2065 | 2.5435 | 1.675% | 189.1
2066 | 2.5861 | 1.675% | 192.2665
2067 | 2.6294 | 1.675% | 195.486
2068 | 2.6734 | 1.675% | 198.7594
2069 | 2.7182 | 1.675% | 202.0876
2070 | 2.7637 | 1.675% | 205.4716
2071 | 2.81 | 1.675% | 208.9122
2072 | 2.857 | 1.675% | 212.4104
2073 | 2.9049 | 1.675% | 215.9672
2074 | 2.9535 | 1.675% | 219.5836
2075 | 3.003 | 1.675% | 223.2605
2076 | 3.0533 | 1.675% | 226.999
2077 | 3.1044 | 1.675% | 230.8001
2078 | 3.1564 | 1.675% | 234.6649
2079 | 3.2092 | 1.675% | 238.5943
2080 | 3.263 | 1.675% | 242.5896
2081 | 3.3176 | 1.675% | 246.6518
2082 | 3.3732 | 1.675% | 250.7819
2083 | 3.4296 | 1.675% | 254.9813
2084 | 3.4871 | 1.675% | 259.2509
2085 | 3.5455 | 1.675% | 263.5921
2086 | 3.6048 | 1.675% | 268.006
2087 | 3.6652 | 1.675% | 272.4937
2088 | 3.7266 | 1.675% | 277.0566
2089 | 3.789 | 1.675% | 281.6959
2090 | 3.8524 | 1.675% | 286.4129
2091 | 3.9169 | 1.675% | 291.2089
2092 | 3.9825 | 1.675% | 296.0852
2093 | 4.0492 | 1.675% | 301.0432
2094 | 4.117 | 1.675% | 306.0841
2095 | 4.1859 | 1.675% | 311.2095
2096 | 4.256 | 1.675% | 316.4207
2097 | 4.3273 | 1.675% | 321.7192
2098 | 4.3998 | 1.675% | 327.1064
2099 | 4.4734 | 1.675% | 332.5838
2100 | 4.5483 | 1.675% | 338.1529
2101 | 4.6245 | 1.675% | 343.8152
2102 | 4.7019 | 1.675% | 349.5724
2103 | 4.7807 | 1.675% | 355.426
2104 | 4.8607 | 1.675% | 361.3776
2105 | 4.9421 | 1.675% | 367.4289
2106 | 5.0249 | 1.675% | 373.5815
2107 | 5.109 | 1.675% | 379.8371
2108 | 5.1946 | 1.675% | 386.1975
Notes:
2027 - 2031 | Escalation from Signal49's medium term forecast of the Implicit Price Deflator: G.D.P at Market Price for Canada. Dated February 6, 2026.
2031 - 2045 | Escalation from Signal49's long term forecast of the Implicit Price Deflator: G.D.P at Market Price for Canada. Dated March 27, 2026.
2046 and Beyond | Escalation based on average annual % escalation from 2041 - 2045 = (1.6745%)

## Summary of Alternatives
Summary of Alternatives
Alternative 1: | Life Cycle Cost of Plant
Life (Years) | PV Costs | Levelized Annual Cost | Annual Production | Levelized Unit Cost
| ($ 000) | ($ 000) | (GWh) | (¢/kWhr)
50 | 28718.5124 | 1968.5389 | 31.51 | 6.2473
Alternative 2a: Replacement Cost of Energy and Capacity (Run of River Scenario)
| Energy Costs |  |  |  | Capacity Costs (Run of River Scenario) |  |  |  | Totals
Life (Years) | PV Costs | Levelized Annual Cost | Annual Production | Levelized Unit Cost | PV Costs | Levelized Annual Cost | Annual Production | Levelized Unit Cost | PV Costs | Levelized Annual Cost | Annual Production | Levelized Unit Cost
| ($ 000) | ($ 000) | (GWh) | (¢/kWhr) | ($ 000) | ($ 000) | (GWh) | (¢/kWhr) | ($ 000) | ($ 000) | (GWh) | (¢/kWhr)
50 | 23813.8837 | 1632.3463 | 31.51 | 5.1804 | 34723.9978 | 2380.1909 | 31.51 | 7.5538 | 58537.8815 | 4012.5372 | 31.51 | 12.7342
Alternative 2b: Replacement Cost of Energy and Capacity (Fully Dispatchable Plant Scenario)
| Energy Costs |  |  |  | Capacity Costs (Fully Dispatchable Plant Scenario) |  |  |  | Totals
Life (Years) | PV Costs | Levelized Annual Cost | Annual Production | Levelized Unit Cost | PV Costs | Levelized Annual Cost | Annual Production | Levelized Unit Cost | PV Costs | Levelized Annual Cost | Annual Production | Levelized Unit Cost
| ($ 000) | ($ 000) | (GWh) | (¢/kWhr) | ($ 000) | ($ 000) | (GWh) | (¢/kWhr) | ($ 000) | ($ 000) | (GWh) | (¢/kWhr)
50 | 23813.8837 | 1632.3463 | 31.51 | 5.1804 | 43110.1732 | 2955.0296 | 31.51 | 9.3781 | 66924.0569 | 4587.3759 | 31.51 | 14.5585

## Life Cycle Cost Evaluation
| Weighted Average Incremental Cost of Capital: | [8 empty] | 6.57%
| Escalation Rate: | [8 empty] | See following worksheet
| First year for capital expenditures: | [8 empty] | 2027
| PW Year: | [8 empty] | 2027
| Life Cycle Period: | [8 empty] | 50 | Years
Present Worth Analysis of the Cost of Future Plant Production
Production | Year | Generation | Generation | Transmission | Substation | Distribution | Buildings | Capital Revenue Requirement | Operating Costs | Spillage Cost | Operating Benefits | Net benefit | Present Worth Benefit | Cumulative Present Value Benefit | Present Worth of Sunk Costs | Total Present Worth Benefit | Revenue Rqmt (¢/kWhr)
Year |  | Hydro | Hydro
|  | 65.7yrs | 65.7yrs | 51.9 yrs | 48.5 yrs | 52.9 yrs | 78 yrs
|  | 8% CCA | 100% CCA | 8% CCA | 8% CCA | 8% CCA | 4% CCA
1 | 2027 | 612000 | 0 | 0 | 73000 | 0 | 0 | 62408.5676 | 300666.3981 | 0 | 0 | -363074.9657 | -340691.532 | -340691.532 | -720231.6802 | -1060923.2122 | 1.1523
2 | 2028 | 622000 | 0 | 0 | 86000 | 0 | 0 | 131966.67 | 306504.778 | 0 | 0 | -438471.448 | -386074.7395 | -726766.2715 | -1355562.3477 | -2082328.6192 | 1.3915
3 | 2029 | 1588000 | 0 | 0 | 2175000 | 0 | 0 | 482394.5318 | 312758.8759 | 205440 | 0 | -1000593.4077 | -826709.1415 | -1553475.413 | -4734174.6946 | -6287650.1076 | 3.1755
4 | 2030 | 0 | 0 | 0 | 0 | 0 | 0 | 510160.2251 | 318360.4772 | 0 | 0 | -828520.7023 | -642337.832 | -2195813.2449 | -4312670.6966 | -6508483.9415 | 2.6294
5 | 2031 | 3286000 | 0 | 0 | 0 | 0 | 0 | 795066.1573 | 323656.7221 | 0 | 0 | -1118722.8793 | -813856.2279 | -3009669.4728 | -6621727.1011 | -9631396.5739 | 3.5504
6 | 2032 | 9529406.187 | 0 | 0 | 0 | 0 | 0 | 1675738.3561 | 328801.0367 | 0 | 0 | -2004539.3929 | -1368373.9589 | -4378043.4317 | -13363456.6506 | -17741500.0824 | 6.3616
7 | 2033 | 3891984.6163 | 0 | 0 | 0 | 0 | 0 | 2079556.0189 | 334339.7131 | 0 | 0 | -2413895.732 | -1546228.7582 | -5924272.1899 | -14994769.6247 | -20919041.8146 | 7.6607
8 | 2034 | 0 | 0 | 0 | 0 | 0 | 0 | 2058257.9951 | 339962.6619 | 0 | 0 | -2398220.657 | -1441482.6292 | -7365754.8191 | -13676345.7751 | -21042100.5941 | 7.611
9 | 2035 | 1724387.1032 | 0 | 0 | 0 | 0 | 0 | 2155963.2514 | 345643.5061 | 0 | 0 | -2501606.7576 | -1410926.3666 | -8776681.1856 | -13570678.4684 | -22347359.6541 | 7.9391
10 | 2036 | 1168643.9369 | 0 | 0 | 0 | 0 | 0 | 2218670.2273 | 351371.9631 | 0 | 0 | -2570042.1904 | -1360161.8674 | -10136843.0531 | -13076222.0635 | -23213065.1166 | 8.1563
11 | 2037 | 0 | 0 | 0 | 0 | 0 | 0 | 2167874.4491 | 357194.528 | 0 | 0 | -2525068.9771 | -1253974.2621 | -11390817.3151 | -11928902.3152 | -23319719.6303 | 8.0135
12 | 2038 | 0 | 0 | 0 | 0 | 0 | 0 | 2107382.6328 | 363140.2045 | 0 | 0 | -2470522.8373 | -1151249.0465 | -12542066.3616 | -10882355.2285 | -23424421.59 | 7.8404
13 | 2039 | 0 | 0 | 0 | 0 | 0 | 0 | 2049431.0219 | 369192.5068 | 0 | 0 | -2418623.5287 | -1057581.191 | -13599647.5526 | -9927332.4802 | -23526980.0328 | 7.6757
14 | 2040 | 0 | 0 | 0 | 0 | 0 | 0 | 1993816.4 | 375383.6797 | 0 | 0 | -2369200.0797 | -972102.8529 | -14571750.4055 | -9055504.8898 | -23627255.2953 | 7.5189
15 | 2041 | 0 | 0 | 0 | 0 | 0 | 0 | 1940351.8079 | 381658.5103 | 0 | 0 | -2322010.3182 | -894004.4048 | -15465754.8103 | -8259362.1139 | -23725116.9243 | 7.3691
16 | 2042 | 0 | 0 | 0 | 0 | 0 | 0 | 1888865.2431 | 388024.7665 | 0 | 0 | -2276890.0097 | -822588.4345 | -16288343.2448 | -7532124.2398 | -23820467.4847 | 7.2259
17 | 2043 | 0 | 0 | 0 | 0 | 0 | 0 | 1839198.4637 | 394515.4754 | 0 | 0 | -2233713.9391 | -757239.2839 | -17045582.5288 | -6867663.779 | -23913246.3078 | 7.0889
18 | 2044 | 0 | 0 | 0 | 0 | 0 | 0 | 1791205.8866 | 401137.343 | 0 | 0 | -2192343.2296 | -697395.5367 | -17742978.0654 | -6260436.7572 | -24003414.8226 | 6.9576
19 | 2045 | 0 | 0 | 0 | 0 | 0 | 0 | 1744753.5758 | 407882.881 | 0 | 0 | -2152636.4567 | -642549.1322 | -18385527.1976 | -5705421.7668 | -24090948.9645 | 6.8316
20 | 2046 | 0 | 0 | 0 | 0 | 0 | 0 | 1699718.3099 | 414712.8798 | 0 | 0 | -2114431.1897 | -592235.2332 | -18977762.4309 | -5198065.9978 | -24175828.4287 | 6.7103
21 | 2047 | 2804817.8959 | 0 | 0 | 0 | 0 | 0 | 1912176.0879 | 421657.247 | 0 | 0 | -2333833.3349 | -613388.3982 | -19591150.8291 | -5563425.2428 | -25154576.0719 | 7.4066
22 | 2048 | 0 | 0 | 0 | 0 | 0 | 0 | 1890814.7019 | 428717.8976 | 0 | 0 | -2319532.5995 | -572046.3693 | -20163197.1984 | -5066472.9609 | -25229670.1592 | 7.3613
23 | 2049 | 0 | 0 | 0 | 0 | 0 | 0 | 1841102.7158 | 435896.7788 | 0 | 0 | -2276999.4946 | -526937.0325 | -20690134.2309 | -4612417.6377 | -25302551.8686 | 7.2263
24 | 2050 | 2211067.8473 | 0 | 0 | 0 | 0 | 0 | 1994771.0384 | 443195.8703 | 0 | 0 | -2437966.9087 | -529405.7182 | -21219539.949 | -4737210.9867 | -25956750.9357 | 7.7371
25 | 2051 | 0 | 0 | 0 | 0 | 0 | 0 | 1964481.3549 | 450617.1852 | 0 | 0 | -2415098.5401 | -492108.3237 | -21711648.2728 | -4310622.8903 | -26022271.1631 | 7.6645
26 | 2052 | 0 | 0 | 0 | 0 | 0 | 0 | 1912177.5938 | 458162.7699 | 0 | 0 | -2370340.3638 | -453212.2101 | -22164860.4829 | -3920991.3723 | -26085851.8552 | 7.5225
27 | 2053 | 0 | 0 | 0 | 0 | 0 | 0 | 1861304.198 | 465834.7055 | 0 | 0 | -2327138.9036 | -417520.9101 | -22582381.393 | -3565107.5498 | -26147488.9428 | 7.3854
28 | 2054 | 1575284.4706 | 0 | 0 | 0 | 0 | 0 | 1955631.7031 | 473635.1077 | 0 | 0 | -2429266.8108 | -408974.4481 | -22991355.8411 | -3537662.472 | -26529018.3131 | 7.7095
29 | 2055 | 0 | 0 | 0 | 0 | 0 | 0 | 1919175.1776 | 481566.1276 | 0 | 0 | -2400741.3052 | -379255.0367 | -23370610.8778 | -3214563.5001 | -26585174.3778 | 7.619
30 | 2056 | 0 | 0 | 0 | 0 | 0 | 0 | 1867290.0369 | 489629.9524 | 0 | 0 | -2356919.9893 | -349378.251 | -23719989.1287 | -2919579.9674 | -26639569.0961 | 7.4799
31 | 2057 | 0 | 0 | 0 | 0 | 0 | 0 | 1816658.9391 | 497828.8059 | 0 | 0 | -2314487.745 | -321937.0398 | -24041926.1686 | -2650287.3627 | -26692213.5313 | 7.3452
32 | 2058 | 5892169.3076 | 0 | 0 | 0 | 0 | 0 | 2305366.6249 | 506164.9493 | 0 | 0 | -2811531.5741 | -366964.5063 | -24408890.6748 | -3265098.827 | -27673989.5018 | 8.9227
33 | 2059 | 0 | 0 | 0 | 0 | 0 | 0 | 2301424.8596 | 514640.6813 | 0 | 0 | -2816065.5409 | -344896.5798 | -24753787.2546 | -2964714.0669 | -27718501.3216 | 8.9371
34 | 2060 | 0 | 0 | 0 | 0 | 0 | 0 | 2236584.5812 | 523258.3396 | 0 | 0 | -2759842.9207 | -317172.5019 | -25070959.7566 | -2690789.2022 | -27761748.9587 | 8.7586
35 | 2061 | 1327102.822 | 0 | 7077881.7173 | 0 | 0 | 0 | 2964349.3548 | 532020.3004 | 0 | 0 | -3496369.6552 | -377045.3075 | -25448005.0641 | -3469128.9157 | -28917133.9797 | 11.0961
36 | 2062 | 0 | 0 | 0 | 0 | 0 | 0 | 2988095.0474 | 540928.9804 | 0 | 0 | -3529024.0278 | -357104.9312 | -25805109.9952 | -3146895.4773 | -28952005.4725 | 11.1997
37 | 2063 | 0 | 0 | 0 | 0 | 0 | 0 | 2900546.2925 | 549986.8362 | 0 | 0 | -3450533.1286 | -327636.6432 | -26132746.6384 | -2853386.7406 | -28986133.379 | 10.9506
38 | 2064 | 0 | 0 | 0 | 0 | 0 | 0 | 2815588.7208 | 559196.3657 | 0 | 0 | -3374785.0865 | -300688.9176 | -26433435.556 | -2586039.6372 | -29019475.1932 | 10.7102
39 | 2065 | 1418249.8757 | 0 | 0 | 0 | 0 | 0 | 2862556.6141 | 568560.1089 | 0 | 0 | -3431116.723 | -286861.2108 | -26720296.7668 | -2473982.9026 | -29194279.6694 | 10.889
40 | 2066 | 0 | 0 | 0 | 0 | 0 | 0 | 2792881.082 | 578080.6479 | 0 | 0 | -3370961.7299 | -264457.0755 | -26984753.8423 | -2240481.8843 | -29225235.7266 | 10.6981
41 | 2067 | 0 | 0 | 0 | 0 | 0 | 0 | 2710329.9059 | 587760.6083 | 0 | 0 | -3298090.5143 | -242788.9817 | -27227542.824 | -2027852.3803 | -29255395.2043 | 10.4668
42 | 2068 | 0 | 0 | 0 | 0 | 0 | 0 | 2629841.5126 | 597602.6597 | 0 | 0 | -3227444.1724 | -222941.1187 | -27450483.9427 | -1834256.5587 | -29284740.5013 | 10.2426
43 | 2069 | 0 | 0 | 0 | 0 | 0 | 0 | 2551250.8794 | 607609.5163 | 0 | 0 | -3158860.3957 | -204751.4116 | -27655235.3542 | -1658024.6257 | -29313259.9799 | 10.0249
44 | 2070 | 0 | 0 | 0 | 0 | 0 | 0 | 2474406.1855 | 617783.9376 | 0 | 0 | -3092190.1231 | -188073.538 | -27843308.8922 | -1497638.2535 | -29340947.1457 | 9.8134
45 | 2071 | 0 | 0 | 0 | 0 | 0 | 0 | 2399167.7557 | 628128.7297 | 0 | 0 | -3027296.4853 | -172775.2367 | -28016084.1289 | -1351715.8005 | -29367799.9294 | 9.6074
46 | 2072 | 0 | 0 | 0 | 0 | 0 | 0 | 2325407.0889 | 638646.7452 | 0 | 0 | -2964053.8341 | -158736.8148 | -28174820.9437 | -1218999.1134 | -29393820.0571 | 9.4067
47 | 2073 | 0 | 0 | 0 | 0 | 0 | 0 | 2253005.9641 | 649340.885 | 0 | 0 | -2902346.8491 | -145849.8278 | -28320670.7714 | -1098341.7265 | -29419012.4979 | 9.2109
48 | 2074 | 0 | 0 | 0 | 0 | 0 | 0 | 2181855.6179 | 660214.0981 | 0 | 0 | -2842069.716 | -134015.9131 | -28454686.6845 | -988698.2956 | -29443384.9801 | 9.0196
49 | 2075 | 3348907.8969 | 0 | 0 | 0 | 0 | 0 | 2420710.7546 | 671269.3832 | 0 | 0 | -3091980.1378 | -136811.7419 | -28591498.4264 | -1047853.5887 | -29639352.0151 | 9.8127
50 | 2076 | 0 | 0 | 0 | 0 | 0 | 0 | 2376633.6895 | 682509.789 | 0 | 0 | -3059143.4785 | -127013.9896 | -28718512.416 | -942693.9886 | -29661206.4045 | 9.7085
51 | 2077 | 0 | 0 | 0 | 0 | 0 | 0 | 2382727.7766 | 693938.4154 | 0 | 0 | -3076666.192 | -119866.3068 | -28838378.7228 | -843764.4146 | -29682143.1374 | 9.7641
52 | 2078 | 0 | 0 | 0 | 0 | 0 | 0 | 2189955.3933 | 705558.4142 | 0 | 0 | -2895513.8075 | -105854.0356 | -28944232.7584 | -758444.1853 | -29702676.9437 | 9.1892
53 | 2079 | 0 | 0 | 0 | 0 | 0 | 0 | 2118154.6116 | 717372.9898 | 0 | 0 | -2835527.6015 | -97270.398 | -29041503.1564 | -681008.8047 | -29722511.9611 | 8.9988
54 | 2080 | 1819421.9705 | 0 | 0 | 0 | 0 | 0 | 2213703.2559 | 729385.4005 | 0 | 0 | -2943088.6564 | -94736.0325 | -29136239.1889 | -671452.4167 | -29807691.6056 | 9.3402
55 | 2081 | 0 | 0 | 0 | 0 | 0 | 0 | 2157872.6415 | 741598.9591 | 0 | 0 | -2899471.6006 | -87578.1449 | -29223817.3338 | -601991.9564 | -29825809.2902 | 9.2018
56 | 2082 | 0 | 0 | 0 | 0 | 0 | 0 | 2083922.0657 | 754017.0336 | 0 | 0 | -2837939.0993 | -80434.9855 | -29304252.3193 | -539047.3741 | -29843299.6935 | 9.0065
57 | 2083 | 28047941.4798 | 0 | 0 | 0 | 0 | 0 | 4573015.6166 | 766643.0489 | 0 | 0 | -5339658.6655 | -142010.4967 | -29446262.8161 | -1231796.0809 | -30678058.897 | 16.9459
58 | 2084 | 0 | 0 | 0 | 0 | 0 | 0 | 4713021.9743 | 779480.4867 | 0 | 0 | -5492502.4611 | -137069.9471 | -29583332.7632 | -1106451.2539 | -30689784.0171 | 17.431
59 | 2085 | 0 | 0 | 0 | 0 | 0 | 0 | 4559482.6088 | 792532.8875 | 0 | 0 | -5352015.4962 | -125329.81 | -29708662.5732 | -992665.5899 | -30701328.1631 | 16.9851
60 | 2086 | 0 | 0 | 0 | 0 | 0 | 0 | 4410939.4014 | 805803.8507 | 0 | 0 | -5216743.2521 | -114630.8509 | -29823293.4241 | -889373.2512 | -30712666.6753 | 16.5558
61 | 2087 | 0 | 0 | 0 | 0 | 0 | 0 | 4266992.6597 | 819297.0361 | 0 | 0 | -5086289.6958 | -104874.0838 | -29928167.5079 | -795611.8802 | -30723779.3881 | 16.1418
62 | 2088 | 0 | 0 | 0 | 0 | 0 | 0 | 4127274.6663 | 833016.165 | 0 | 0 | -4960290.8313 | -95970.8326 | -30024138.3405 | -710511.704 | -30734650.0445 | 15.742
63 | 2089 | 0 | 0 | 0 | 0 | 0 | 0 | 3991447.1214 | 846965.0207 | 0 | 0 | -4838412.1421 | -87841.555 | -30111979.8956 | -633285.8887 | -30745265.7843 | 15.3552
64 | 2090 | 0 | 0 | 0 | 0 | 0 | 0 | 3859198.7891 | 861147.45 | 0 | 0 | -4720346.2391 | -80414.811 | -30192394.7066 | -563221.989 | -30755616.6957 | 14.9805
65 | 2091 | 0 | 0 | 0 | 0 | 0 | 0 | 3730243.3324 | 875567.364 | 0 | 0 | -4605810.6965 | -73626.3564 | -30266021.063 | -499674.3598 | -30765695.4228 | 14.617
66 | 2092 | 0 | 0 | 0 | 0 | 0 | 0 | 3640868.9224 | 890228.7395 | 0 | 0 | -4531097.6619 | -67966.6214 | -30333987.6843 | -441473.1157 | -30775460.8 | 14.3799
67 | 2093 | 0 | 0 | 0 | 0 | 0 | 0 | 3516757.1414 | 905135.6198 | 0 | 0 | -4421892.7612 | -62239.4146 | -30396227.0989 | -388721.6371 | -30784948.736 | 14.0333
68 | 2094 | 0 | 0 | 0 | 0 | 0 | 0 | 3452979.1331 | 920292.1157 | 0 | 0 | -4373271.2488 | -57760.2071 | -30453987.306 | -340119.9611 | -30794107.2671 | 13.879
69 | 2095 | 0 | 0 | 0 | 0 | 0 | 0 | 3237253.9653 | 935702.4072 | 0 | 0 | -4172956.3726 | -51716.7477 | -30505704.0537 | -297363.7612 | -30803067.8149 | 13.2433
70 | 2096 | 0 | 0 | 0 | 0 | 0 | 0 | 3320777.2718 | 951370.744 | 0 | 0 | -4272148.0158 | -49681.9561 | -30555386.0098 | -256208.3344 | -30811594.3443 | 13.5581
71 | 2097 | 0 | 0 | 0 | 0 | 0 | 0 | 3574566.5628 | 967301.4471 | 0 | 0 | -4541868.01 | -49562.3556 | -30604948.3654 | -214638.7403 | -30819587.1057 | 14.4141
72 | 2098 | 0 | 0 | 0 | 0 | 0 | 0 | 3107978.0798 | 983498.9099 | 0 | 0 | -4091476.9897 | -41895.0369 | -30646843.4023 | -180723.4626 | -30827566.8649 | 12.9847
73 | 2099 | 0 | 0 | 0 | 0 | 0 | 0 | 2772735.8456 | 999967.5991 | 0 | 0 | -3772703.4447 | -36249.3453 | -30683092.7475 | -152331.7912 | -30835424.5387 | 11.973
74 | 2100 | 0 | 0 | 0 | 0 | 0 | 0 | 2789080.265 | 1016712.0565 | 0 | 0 | -3805792.3216 | -34312.9153 | -30717405.6628 | -125533.413 | -30842939.0759 | 12.078
75 | 2101 | 0 | 0 | 0 | 0 | 0 | 0 | 2666167.139 | 1033736.8999 | 0 | 0 | -3699904.0389 | -31301.7074 | -30748707.3702 | -101495.326 | -30850202.6962 | 11.742
76 | 2102 | 0 | 0 | 0 | 0 | 0 | 0 | 2511333.212 | 1051046.8243 | 0 | 0 | -3562380.0363 | -28280.2243 | -30776987.5945 | -80249.0946 | -30857236.689 | 11.3056
77 | 2103 | 0 | 0 | 0 | 0 | 0 | 0 | 2431866.9432 | 1068646.6034 | 0 | 0 | -3500513.5466 | -26075.9055 | -30803063.4999 | -60943.5343 | -30864007.0342 | 11.1092
78 | 2104 | 0 | 0 | 0 | 0 | 0 | 0 | 2353504.0497 | 1086541.0908 | 0 | 0 | -3440045.1405 | -24045.666 | -30827109.1659 | -43411.8927 | -30870521.0586 | 10.9173
79 | 2105 | 0 | 0 | 0 | 0 | 0 | 0 | 2276156.2616 | 1104735.2213 | 0 | 0 | -3380891.483 | -22175.2709 | -30849284.4369 | -27501.7255 | -30876786.1624 | 10.7296
80 | 2106 | 0 | 0 | 0 | 0 | 0 | 0 | 2199742.3705 | 1123234.0126 | 0 | 0 | -3322976.3831 | -20451.7273 | -30869736.1641 | -13073.6129 | -30882809.777 | 10.5458
81 | 2107 | 0 | 0 | 0 | 0 | 0 | 0 | 2124187.6644 | 1142042.5662 | 0 | 0 | -3266230.2306 | -18863.1651 | -30888599.3293 | -1086196.9412 | -31974796.2704 | 10.3657
Note: Assumes normal production

## Replacement Energy
Cost of Replacement Energy (Reduced Exports)
Production | Year | Marginal Energy Costs | Total Present Worth | Cumulative present Worth | Value of Export Sales (¢/kWhr)
Year
1 | 2027 | 1716335.5205 | 1610524.0879 | 1610524.0879 | 5.447
2 | 2028 | 1413456.674 | 1244550.6308 | 2855074.7187 | 4.4857
3 | 2029 | 1180635.586 | 975463.3842 | 3830538.1029 | 3.7469
4 | 2030 | 1164533.976 | 902843.1363 | 4733381.2392 | 3.6958
5 | 2031 | 1241260.826 | 903000.9775 | 5636382.2167 | 3.9393
6 | 2032 | 1301690.704 | 888583.0173 | 6524965.234 | 4.131
7 | 2033 | 1321264.716 | 846340.409 | 7371305.643 | 4.1932
8 | 2034 | 1324043.898 | 795834.3089 | 8167139.9519 | 4.202
9 | 2035 | 1357639.86 | 765719.8195 | 8932859.7714 | 4.3086
10 | 2036 | 1349875.796 | 714404.4523 | 9647264.2237 | 4.284
11 | 2037 | 1352598.26 | 671713.6919 | 10318977.9156 | 4.2926
12 | 2038 | 1412637.414 | 658280.6891 | 10977258.6048 | 4.4831
13 | 2039 | 1411030.404 | 616995.2444 | 11594253.8492 | 4.478
14 | 2040 | 1527113.244 | 626587.4942 | 12220841.3434 | 4.8464
15 | 2041 | 1604438.784 | 617729.9596 | 12838571.303 | 5.0918
16 | 2042 | 1645055.174 | 594320.9178 | 13432892.2208 | 5.2207
17 | 2043 | 1638866.61 | 555583.3075 | 13988475.5283 | 5.2011
18 | 2044 | 1718719.252 | 546733.3394 | 14535208.8677 | 5.4545
19 | 2045 | 1835545.728 | 547899.4425 | 15083108.3103 | 5.8253
20 | 2046 | 1866281.9412 | 522730.6171 | 15605838.9274 | 5.9228
21 | 2047 | 1897532.8323 | 498717.9707 | 16104556.8981 | 6.022
22 | 2048 | 1929307.0196 | 475808.3917 | 16580365.2898 | 6.1228
23 | 2049 | 1961613.2656 | 453951.2088 | 17034316.4987 | 6.2254
24 | 2050 | 1994460.4798 | 433098.0781 | 17467414.5768 | 6.3296
25 | 2051 | 2027857.7205 | 413202.8764 | 17880617.4532 | 6.4356
26 | 2052 | 2061814.198 | 394221.5995 | 18274839.0527 | 6.5434
27 | 2053 | 2096339.2768 | 376112.2644 | 18650951.3171 | 6.6529
28 | 2054 | 2131442.478 | 358834.8168 | 19009786.134 | 6.7643
29 | 2055 | 2167133.4823 | 342351.0424 | 19352137.1763 | 6.8776
30 | 2056 | 2203422.1324 | 326624.4821 | 19678761.6584 | 6.9928
31 | 2057 | 2240318.436 | 311620.3519 | 19990382.0103 | 7.1099
32 | 2058 | 2277832.5682 | 297305.4656 | 20287687.4759 | 7.2289
33 | 2059 | 2315974.8746 | 283648.1614 | 20571335.6374 | 7.35
34 | 2060 | 2354755.8739 | 270618.2321 | 20841953.8694 | 7.473
35 | 2061 | 2394186.261 | 258186.8578 | 21100140.7272 | 7.5982
36 | 2062 | 2434276.9099 | 246326.5429 | 21346467.2701 | 7.7254
37 | 2063 | 2475038.8768 | 235011.0545 | 21581478.3246 | 7.8548
38 | 2064 | 2516483.4028 | 224215.3652 | 21805693.6898 | 7.9863
39 | 2065 | 2558621.9174 | 213915.5967 | 22019609.2865 | 8.12
40 | 2066 | 2601466.0414 | 204088.9682 | 22223698.2547 | 8.256
41 | 2067 | 2645027.5902 | 194713.7449 | 22418411.9996 | 8.3942
42 | 2068 | 2689318.5772 | 185769.1908 | 22604181.1904 | 8.5348
43 | 2069 | 2734351.2168 | 177235.5221 | 22781416.7124 | 8.6777
44 | 2070 | 2780137.9279 | 169093.864 | 22950510.5764 | 8.823
45 | 2071 | 2826691.3375 | 161326.2088 | 23111836.7853 | 8.9708
46 | 2072 | 2874024.284 | 153915.376 | 23265752.1613 | 9.121
47 | 2073 | 2922149.8206 | 146844.9742 | 23412597.1354 | 9.2737
48 | 2074 | 2971081.2194 | 140099.365 | 23552696.5004 | 9.429
49 | 2075 | 3020831.9744 | 133663.6285 | 23686360.1289 | 9.5869
50 | 2076 | 3071415.8058 | 127523.53 | 23813883.6589 | 9.7474
51 | 2077 | 3122846.6634 | 121665.4889 | 23935549.1477 | 9.9107
52 | 2078 | 3175138.7308 | 116076.5483 | 24051625.696 | 10.0766
53 | 2079 | 3228306.4289 | 110744.3465 | 24162370.0425 | 10.2453
54 | 2080 | 3282364.42 | 105657.0898 | 24268027.1323 | 10.4169
55 | 2081 | 3337327.6122 | 100803.5261 | 24368830.6584 | 10.5913
56 | 2082 | 3393211.1631 | 96172.9203 | 24465003.5787 | 10.7687
57 | 2083 | 3450030.484 | 91755.0303 | 24556758.609 | 10.949
58 | 2084 | 3507801.2445 | 87540.0848 | 24644298.6938 | 11.1323
59 | 2085 | 3566539.3763 | 83518.7609 | 24727817.4547 | 11.3188
60 | 2086 | 3626261.0782 | 79682.1643 | 24807499.619 | 11.5083
61 | 2087 | 3686982.8199 | 76021.8093 | 24883521.4283 | 11.701
62 | 2088 | 3748721.3473 | 72529.5998 | 24956051.0281 | 11.8969
63 | 2089 | 3811493.6862 | 69197.8117 | 25025248.8398 | 12.0961
64 | 2090 | 3875317.148 | 66019.0758 | 25091267.9156 | 12.2987
65 | 2091 | 3940209.3336 | 62986.3613 | 25154254.2769 | 12.5046
66 | 2092 | 4006188.1389 | 60092.9604 | 25214347.2373 | 12.714
67 | 2093 | 4073271.7593 | 57332.4735 | 25271679.7108 | 12.9269
68 | 2094 | 4141478.6949 | 54698.795 | 25326378.5058 | 13.1434
69 | 2095 | 4210827.7557 | 52186.0995 | 25378564.6053 | 13.3635
70 | 2096 | 4281338.0664 | 49788.8297 | 25428353.435 | 13.5872
71 | 2097 | 4353029.0724 | 47501.683 | 25475855.118 | 13.8148
72 | 2098 | 4425920.5442 | 45319.6009 | 25521174.7189 | 14.0461
73 | 2099 | 4500032.5837 | 43237.757 | 25564412.476 | 14.2813
74 | 2100 | 4575385.6293 | 41251.5466 | 25605664.0226 | 14.5204
75 | 2101 | 4652000.4617 | 39356.5767 | 25645020.5993 | 14.7636
76 | 2102 | 4729898.2094 | 37548.6559 | 25682569.2552 | 15.0108
77 | 2103 | 4809100.3549 | 35823.7854 | 25718393.0406 | 15.2621
78 | 2104 | 4889628.7404 | 34178.1502 | 25752571.1909 | 15.5177
79 | 2105 | 4971505.5736 | 32608.1105 | 25785179.3014 | 15.7775
80 | 2106 | 5054753.4344 | 31110.1936 | 25816289.495 | 16.0417
81 | 2107 | 5139395.2807 | 29681.0864 | 25845970.5814 | 16.3104

## Replacement Capacity (R.O.R)
Cost of Replacement Capacity (Run of River Assumption)
Production |  | Marginal Capacity Cost | Total Present Worth | Cumulative present Worth | Value of Avoided Generation Capacity
Year
Year
|  | $ | $ | $ | (¢/kWhr)
1 | 2027 | 962250.8045 | 902928.4081 | 902928.4081 | 3.0538
2 | 2028 | 897537.142 | 790282.7421 | 1693211.1502 | 2.8484
3 | 2029 | 1124881.792 | 929398.5482 | 2622609.6985 | 3.5699
4 | 2030 | 1800846.916 | 1396165.6003 | 4018775.2987 | 5.7152
5 | 2031 | 3347099.334 | 2434970.8838 | 6453746.1825 | 10.6223
6 | 2032 | 2428929.444 | 1658078.5647 | 8111824.7472 | 7.7084
7 | 2033 | 2670138.494 | 1710365.8924 | 9822190.6395 | 8.4739
8 | 2034 | 2021637.486 | 1215132.2732 | 11037322.9127 | 6.4159
9 | 2035 | 1450405.3 | 818040.2751 | 11855363.1878 | 4.603
10 | 2036 | 2131922.486 | 1128292.6329 | 12983655.8207 | 6.7659
11 | 2037 | 2194545.46 | 1089833.01 | 14073488.8307 | 6.9646
12 | 2038 | 2259140.96 | 1052746.3405 | 15126235.1712 | 7.1696
13 | 2039 | 2325557.738 | 1016886.7098 | 16143121.881 | 7.3804
14 | 2040 | 2393890.324 | 982233.4692 | 17125355.3502 | 7.5972
15 | 2041 | 2464460.12 | 948849.4455 | 18074204.7956 | 7.8212
16 | 2042 | 2536895.308 | 916522.4192 | 18990727.2149 | 8.0511
17 | 2043 | 2611668.538 | 885367.6288 | 19876094.8436 | 8.2884
18 | 2044 | 2688779.81 | 855314.5389 | 20731409.3826 | 8.5331
19 | 2045 | 2768071.574 | 826252.8409 | 21557662.2234 | 8.7847
20 | 2046 | 2814422.9325 | 788297.3113 | 22345959.5347 | 8.9318
21 | 2047 | 2861550.4445 | 752085.3428 | 23098044.8775 | 9.0814
22 | 2048 | 2909467.1067 | 717536.8414 | 23815581.7189 | 9.2335
23 | 2049 | 2958186.1334 | 684575.3925 | 24500157.1114 | 9.3881
24 | 2050 | 3007720.9602 | 653128.0918 | 25153285.2032 | 9.5453
25 | 2051 | 3058085.2477 | 623125.384 | 25776410.5871 | 9.7051
26 | 2052 | 3109292.8852 | 594500.9088 | 26370911.496 | 9.8676
27 | 2053 | 3161357.9945 | 567191.3545 | 26938102.8505 | 10.0329
28 | 2054 | 3214294.9341 | 541136.3177 | 27479239.1682 | 10.2009
29 | 2055 | 3268118.3028 | 516278.1696 | 27995517.3378 | 10.3717
30 | 2056 | 3322842.9438 | 492561.9288 | 28488079.2666 | 10.5454
31 | 2057 | 3378483.9489 | 469935.1396 | 28958014.4063 | 10.7219
32 | 2058 | 3435056.6626 | 448347.756 | 29406362.1623 | 10.9015
33 | 2059 | 3492576.6864 | 427752.0307 | 29834114.193 | 11.084
34 | 2060 | 3551059.883 | 408102.4102 | 30242216.6032 | 11.2696
35 | 2061 | 3610522.3808 | 389355.4331 | 30631572.0362 | 11.4583
36 | 2062 | 3670980.5781 | 371469.6348 | 31003041.671 | 11.6502
37 | 2063 | 3732451.1478 | 354405.4554 | 31357447.1264 | 11.8453
38 | 2064 | 3794951.0423 | 338125.1522 | 31695572.2787 | 12.0436
39 | 2065 | 3858497.4975 | 322592.7164 | 32018164.9951 | 12.2453
40 | 2066 | 3923108.0381 | 307773.7933 | 32325938.7884 | 12.4504
41 | 2067 | 3988800.4822 | 293635.6061 | 32619574.3945 | 12.6588
42 | 2068 | 4055592.9463 | 280146.8841 | 32899721.2786 | 12.8708
43 | 2069 | 4123503.8502 | 267277.7927 | 33166999.0712 | 13.0863
44 | 2070 | 4192551.9221 | 254999.868 | 33421998.9392 | 13.3055
45 | 2071 | 4262756.2041 | 243285.9536 | 33665284.8928 | 13.5283
46 | 2072 | 4334136.0567 | 232110.1407 | 33897395.0334 | 13.7548
47 | 2073 | 4406711.165 | 221447.7104 | 34118842.7438 | 13.9851
48 | 2074 | 4480501.5434 | 211275.0796 | 34330117.8234 | 14.2193
49 | 2075 | 4555527.5418 | 201569.7483 | 34531687.5717 | 14.4574
50 | 2076 | 4631809.8505 | 192310.2503 | 34723997.822 | 14.6995
51 | 2077 | 4709369.5064 | 183476.1053 | 34907473.9273 | 14.9456
52 | 2078 | 4788227.8988 | 175047.774 | 35082521.7013 | 15.1959
53 | 2079 | 4868406.775 | 167006.6144 | 35249528.3157 | 15.4504
54 | 2080 | 4949928.2464 | 159334.8411 | 35408863.1567 | 15.7091
55 | 2081 | 5032814.7949 | 152015.4856 | 35560878.6423 | 15.9721
56 | 2082 | 5117089.2786 | 145032.3589 | 35705911.0012 | 16.2396
57 | 2083 | 5202774.9386 | 138370.0157 | 35844281.017 | 16.5115
58 | 2084 | 5289895.4049 | 132013.7202 | 35976294.7372 | 16.788
59 | 2085 | 5378474.7035 | 125949.4135 | 36102244.1507 | 17.0691
60 | 2086 | 5468537.2624 | 120163.6825 | 36222407.8332 | 17.3549
61 | 2087 | 5560107.9189 | 114643.7303 | 36337051.5634 | 17.6455
62 | 2088 | 5653211.926 | 109377.3478 | 36446428.9112 | 17.941
63 | 2089 | 5747874.9597 | 104352.8868 | 36550781.798 | 18.2414
64 | 2090 | 5844123.1259 | 99559.2342 | 36650341.0322 | 18.5469
65 | 2091 | 5941982.9676 | 94985.7874 | 36745326.8196 | 18.8575
66 | 2092 | 6041481.4724 | 90622.4307 | 36835949.2503 | 19.1732
67 | 2093 | 6142646.0797 | 86459.5133 | 36922408.7635 | 19.4943
68 | 2094 | 6245504.6883 | 82487.8275 | 37004896.5911 | 19.8207
69 | 2095 | 6350085.6643 | 78698.5889 | 37083595.18 | 20.1526
70 | 2096 | 6456417.8487 | 75083.4163 | 37158678.5963 | 20.4901
71 | 2097 | 6564530.5656 | 71634.3137 | 37230312.91 | 20.8332
72 | 2098 | 6674453.6299 | 68343.6524 | 37298656.5624 | 21.182
73 | 2099 | 6786217.356 | 65204.1539 | 37363860.7163 | 21.5367
74 | 2100 | 6899852.5656 | 62208.8744 | 37426069.5907 | 21.8973
75 | 2101 | 7015390.5968 | 59351.1889 | 37485420.7796 | 22.264
76 | 2102 | 7132863.3123 | 56624.7767 | 37542045.5563 | 22.6368
77 | 2103 | 7252303.1085 | 54023.6076 | 37596069.1639 | 23.0159
78 | 2104 | 7373742.924 | 51541.9282 | 37647611.0921 | 23.4013
79 | 2105 | 7497216.2493 | 49174.2496 | 37696785.3417 | 23.7931
80 | 2106 | 7622757.1354 | 46915.3349 | 37743700.6767 | 24.1915
81 | 2107 | 7750400.2036 | 44760.1879 | 37788460.8645 | 24.5966

## Replacement Capacity (Dispatch)
Cost of Replacement Capacity (Fully Dispatchable Assumption)
Plant Effective Capacity reflecting 5% FOR and a 14.0% Reserve Margin
Production | Year | Effective Capacity | Marginal Capacity Cost | Total Present Worth | Cumulative Present Worth | Value of Avoided Generation Capacity
Year
|  | MW |  |  |  | (¢/kWhr)
1 | 2027 | 4.6667 | 1204093.3333 | 1129861.4369 | 1129861.4369 | 3.8213
2 | 2028 | 4.6667 | 1116686.6667 | 983244.2132 | 2113105.6502 | 3.5439
3 | 2029 | 4.6667 | 1397620 | 1154739.9987 | 3267845.6488 | 4.4355
4 | 2030 | 4.6667 | 2232160 | 1730555.2064 | 4998400.8552 | 7.084
5 | 2031 | 4.6667 | 4139613.3333 | 3011514.4281 | 8009915.2833 | 13.1375
6 | 2032 | 4.6667 | 3008180 | 2053496.7736 | 10063412.057 | 9.5467
7 | 2033 | 4.6667 | 3306473.3333 | 2117972.2423 | 12181384.2992 | 10.4934
8 | 2034 | 4.6667 | 2507446.6667 | 1507134.3844 | 13688518.6837 | 7.9576
9 | 2035 | 4.6667 | 1803806.6667 | 1017361.4932 | 14705880.1769 | 5.7246
10 | 2036 | 4.6667 | 2645160 | 1399917.0047 | 16105797.1816 | 8.3947
11 | 2037 | 4.6667 | 2723326.6667 | 1352430.9942 | 17458228.1758 | 8.6427
12 | 2038 | 4.6667 | 2803826.6667 | 1306566.6618 | 18764794.8376 | 8.8982
13 | 2039 | 4.6667 | 2886753.3333 | 1262278.3134 | 20027073.151 | 9.1614
14 | 2040 | 4.6667 | 2972153.3333 | 1219499.6781 | 21246572.8291 | 9.4324
15 | 2041 | 4.6667 | 3060120 | 1178186.306 | 22424759.1351 | 9.7116
16 | 2042 | 4.6667 | 3150746.6667 | 1138292.9158 | 23563052.0509 | 9.9992
17 | 2043 | 4.6667 | 3244033.3333 | 1099742.1986 | 24662794.2495 | 10.2953
18 | 2044 | 4.6667 | 3340120 | 1062509.1676 | 25725303.4171 | 10.6002
19 | 2045 | 4.6667 | 3439146.6667 | 1026564.75 | 26751868.1671 | 10.9145
20 | 2046 | 4.6667 | 3496735.1776 | 979407.5038 | 27731275.6709 | 11.0972
21 | 2047 | 4.6667 | 3555288.0081 | 934416.5172 | 28665692.1881 | 11.283
22 | 2048 | 4.6667 | 3614821.3058 | 891492.2791 | 29557184.4672 | 11.472
23 | 2049 | 4.6667 | 3675351.4886 | 850539.8492 | 30407724.3164 | 11.6641
24 | 2050 | 4.6667 | 3736895.2493 | 811468.6488 | 31219192.9652 | 11.8594
25 | 2051 | 4.6667 | 3799469.5602 | 774192.2598 | 31993385.225 | 12.058
26 | 2052 | 4.6667 | 3863091.678 | 738628.2342 | 32732013.4592 | 12.2599
27 | 2053 | 4.6667 | 3927779.1482 | 704697.9112 | 33436711.3705 | 12.4652
28 | 2054 | 4.6667 | 3993549.81 | 672326.2436 | 34109037.614 | 12.6739
29 | 2055 | 4.6667 | 4060421.8016 | 641441.6313 | 34750479.2454 | 12.8861
30 | 2056 | 4.6667 | 4128413.5646 | 611975.7638 | 35362455.0091 | 13.1019
31 | 2057 | 4.6667 | 4197543.8498 | 583863.4681 | 35946318.4772 | 13.3213
32 | 2058 | 4.6667 | 4267831.7215 | 557042.5653 | 36503361.0425 | 13.5444
33 | 2059 | 4.6667 | 4339296.5637 | 531453.7328 | 37034814.7753 | 13.7712
34 | 2060 | 4.6667 | 4411958.0847 | 507040.3731 | 37541855.1484 | 14.0018
35 | 2061 | 4.6667 | 4485836.3228 | 483748.4884 | 38025603.6368 | 14.2362
36 | 2062 | 4.6667 | 4560951.652 | 461526.5618 | 38487130.1986 | 14.4746
37 | 2063 | 4.6667 | 4637324.7875 | 440325.4425 | 38927455.641 | 14.717
38 | 2064 | 4.6667 | 4714976.791 | 420098.2378 | 39347553.8788 | 14.9634
39 | 2065 | 4.6667 | 4793929.0774 | 400800.209 | 39748354.0878 | 15.214
40 | 2066 | 4.6667 | 4874203.4198 | 382388.6727 | 40130742.7605 | 15.4688
41 | 2067 | 4.6667 | 4955821.956 | 364822.9061 | 40495565.6667 | 15.7278
42 | 2068 | 4.6667 | 5038807.1947 | 348064.0571 | 40843629.7238 | 15.9911
43 | 2069 | 4.6667 | 5123182.0212 | 332075.0584 | 41175704.7822 | 16.2589
44 | 2070 | 4.6667 | 5208969.7041 | 316820.5454 | 41492525.3277 | 16.5312
45 | 2071 | 4.6667 | 5296193.9018 | 302266.7782 | 41794792.1058 | 16.808
46 | 2072 | 4.6667 | 5384878.6687 | 288381.5664 | 42083173.6723 | 17.0894
47 | 2073 | 4.6667 | 5475048.462 | 275134.1989 | 42358307.8712 | 17.3756
48 | 2074 | 4.6667 | 5566728.1485 | 262495.3749 | 42620803.2461 | 17.6665
49 | 2075 | 4.6667 | 5659943.0114 | 250437.1399 | 42871240.386 | 17.9624
50 | 2076 | 4.6667 | 5754718.7571 | 238932.8233 | 43110173.2093 | 18.2632
51 | 2077 | 4.6667 | 5851081.5227 | 227956.9799 | 43338130.1892 | 18.569
52 | 2078 | 4.6667 | 5949057.8828 | 217485.3331 | 43555615.5223 | 18.8799
53 | 2079 | 4.6667 | 6048674.857 | 207494.7218 | 43763110.2441 | 19.196
54 | 2080 | 4.6667 | 6149959.9175 | 197963.0486 | 43961073.2927 | 19.5175
55 | 2081 | 4.6667 | 6252940.9963 | 188869.2314 | 44149942.524 | 19.8443
56 | 2082 | 4.6667 | 6357646.4933 | 180193.1563 | 44330135.6803 | 20.1766
57 | 2083 | 4.6667 | 6464105.2838 | 171915.6335 | 44502051.3138 | 20.5145
58 | 2084 | 4.6667 | 6572346.7268 | 164018.3549 | 44666069.6688 | 20.858
59 | 2085 | 4.6667 | 6682400.6727 | 156483.8531 | 44822553.5219 | 21.2072
60 | 2086 | 4.6667 | 6794297.472 | 149295.4633 | 44971848.9852 | 21.5624
61 | 2087 | 4.6667 | 6908067.9832 | 142437.2861 | 45114286.2713 | 21.9234
62 | 2088 | 4.6667 | 7023743.5816 | 135894.1527 | 45250180.424 | 22.2905
63 | 2089 | 4.6667 | 7141356.1678 | 129651.5907 | 45379832.0147 | 22.6638
64 | 2090 | 4.6667 | 7260938.1769 | 123695.793 | 45503527.8077 | 23.0433
65 | 2091 | 4.6667 | 7382522.5866 | 118013.5864 | 45621541.3942 | 23.4291
66 | 2092 | 4.6667 | 7506142.9273 | 112592.4031 | 45734133.7972 | 23.8215
67 | 2093 | 4.6667 | 7631833.2907 | 107420.2523 | 45841554.0495 | 24.2204
68 | 2094 | 4.6667 | 7759628.3391 | 102485.6943 | 45944039.7438 | 24.6259
69 | 2095 | 4.6667 | 7889563.3157 | 97777.8148 | 46041817.5586 | 25.0383
70 | 2096 | 4.6667 | 8021674.0534 | 93286.2009 | 46135103.7595 | 25.4576
71 | 2097 | 4.6667 | 8155996.9854 | 89000.918 | 46224104.6776 | 25.8838
72 | 2098 | 4.6667 | 8292569.1549 | 84912.488 | 46309017.1655 | 26.3173
73 | 2099 | 4.6667 | 8431428.2254 | 81011.8678 | 46390029.0333 | 26.7579
74 | 2100 | 4.6667 | 8572612.4911 | 77290.4303 | 46467319.4636 | 27.206
75 | 2101 | 4.6667 | 8716160.8872 | 73739.9442 | 46541059.4079 | 27.6616
76 | 2102 | 4.6667 | 8862113.0013 | 70352.5566 | 46611411.9645 | 28.1248
77 | 2103 | 4.6667 | 9010509.0835 | 67120.7752 | 46678532.7397 | 28.5957
78 | 2104 | 4.6667 | 9161390.0581 | 64037.452 | 46742570.1918 | 29.0745
79 | 2105 | 4.6667 | 9314797.5346 | 61095.7673 | 46803665.959 | 29.5614
80 | 2106 | 4.6667 | 9470773.8193 | 58289.2145 | 46861955.1735 | 30.0564
81 | 2107 | 4.6667 | 9629361.9269 | 55611.5862 | 46917566.7597 | 30.5597

## Gen H 8%CCA
GENERATION EXPENDITURES
CONVERSION FROM CAPITAL EXPENDITURES TO REVENUE REQUIREMENT
DO NOT MODIFY ENTRIES IN THIS SHEET
Capital Expenditures transferred from Summary Sheet
Revenue Requirement values transferred back to Summary Sheet
Revenue Requirement
By Asset Type
YEAR |  | 2027 | 2028 | 2029 | 2030 | 2031 | 2032 | 2033 | 2034 | 2035 | 2036 | 2037 | 2038 | 2039 | 2040 | 2041 | 2042 | 2043 | 2044 | 2045 | 2046 | 2047 | 2048 | 2049 | 2050 | 2051 | 2052 | 2053 | 2054 | 2055 | 2056 | 2057 | 2058 | 2059 | 2060 | 2061 | 2062 | 2063 | 2064 | 2065 | 2066 | 2067 | 2068 | 2069 | 2070 | 2071 | 2072 | 2073 | 2074 | 2075 | 2076 | 2077 | 2078 | 2079 | 2080 | 2081 | 2082 | 2083 | 2084 | 2085 | 2086 | 2087 | 2088 | 2089 | 2090 | 2091 | 2092 | 2093 | 2094 | 2095 | 2096 | 2097 | 2098 | 2099 | 2100 | 2101 | 2102 | 2103 | 2104 | 2105 | 2106 | 2107 |  |  | Future Rev Req Factors 2030
Capital Expenditure |  | 612000 | 622000 | 1588000 | 0 | 3286000 | 9529406.187 | 3891984.6163 | 0 | 1724387.1032 | 1168643.9369 | 0 | 0 | 0 | 0 | 0 | 0 | 0 | 0 | 0 | 0 | 2804817.8959 | 0 | 0 | 2211067.8473 | 0 | 0 | 0 | 1575284.4706 | 0 | 0 | 0 | 5892169.3076 | 0 | 0 | 1327102.822 | 0 | 0 | 0 | 1418249.8757 | 0 | 0 | 0 | 0 | 0 | 0 | 0 | 0 | 0 | 3348907.8969 | 0 | 0 | 0 | 0 | 1819421.9705 | 0 | 0 | 28047941.4798 | 0 | 0 | 0 | 0 | 0 | 0 | 0 | 0 | 0 | 0 | 0 | 0 | 0 | 0 | 0 | 0 | 0 | 0 | 0 | 0 | 0 | 0 | 0 | 0 | 70867385.4096
2027 | 9.0845 | 2027: 55597.3707 | 55597.3707 |  | 9.1339
2028 | 9.7939 | 2027: 59938.807; 2028: 56505.8245 | 116444.6315 |  | 9.8887
2029 | 9.5062 | 2027: 58177.8463; 2028: 60918.1993; 2029: 144262.4586 | 263358.5042 |  | 9.5934
2030 | 9.2324 | 2027: 56502.2717; 2028: 59128.4647; 2029: 155527.4927; 2030: 0 | 271158.2292 |  | 9.3126
2031 | 8.9714 | 2027: 54905.2524; 2028: 57425.5115; 2029: 150958.2025; 2030: 0; 2031: 300140.0721 | 563429.0385 |  | 9.0453
2032 | 8.7223 | 2027: 53380.504; 2028: 55802.3971; 2029: 146610.4698; 2030: 0; 2031: 324942.8544; 2032: 870406.7742 | 1451142.9994 |  | 8.7902
2033 | 8.484 | 2027: 51922.2447; 2028: 54252.7344; 2029: 142466.57; 2030: 0; 2031: 315238.5969; 2032: 942334.8894; 2033: 355490.1228 | 1861705.1583 |  | 8.5465
2034 | 8.2557 | 2027: 50525.1555; 2028: 52770.6474; 2029: 138510.1966; 2030: 0; 2031: 306012.735; 2032: 914192.5247; 2033: 384866.8869; 2034: 0 | 1846878.1461 |  | 8.3132
2035 | 8.0367 | 2027: 49184.3427; 2028: 51350.7299; 2029: 134726.3474; 2030: 0; 2031: 297226.9969; 2032: 887437.5076; 2033: 373373.0279; 2034: 0; 2035: 157503.8556 | 1950802.8082 |  | 8.0895
2036 | 7.826 | 2027: 47895.3043; 2028: 49988.0085; 2029: 131101.2205; 2030: 0; 2031: 288846.1727; 2032: 861958.8506; 2033: 362445.7873; 2034: 0; 2035: 170519.5579; 2036: 106742.8106 | 2019497.7123 |  | 7.8747
2037 | 7.6232 | 2027: 46653.8983; 2028: 48677.9073; 2029: 127622.1181; 2030: 0; 2031: 280837.8693; 2032: 837654.4447; 2033: 352039.8355; 2034: 0; 2035: 165427.0758; 2036: 115563.7543; 2037: 0 | 1974476.9032 |  | 7.6679
2038 | 7.4275 | 2027: 45456.314; 2028: 47416.2169; 2029: 124277.3582; 2030: 0; 2031: 273172.2851; 2032: 814430.3499; 2033: 342113.4695; 2034: 0; 2035: 160585.6402; 2036: 112112.5; 2037: 0; 2038: 0 | 1919564.1337 |  | 7.4687
2039 | 7.2384 | 2027: 44299.0458; 2028: 46199.0642; 2029: 121056.1935; 2030: 0; 2031: 265822.0025; 2032: 792200.1412; 2033: 332628.3223; 2034: 0; 2035: 155975.1674; 2036: 108831.3839; 2037: 0; 2038: 0; 2039: 0 | 1867011.3208 |  | 7.2763
2040 | 7.0554 | 2027: 43178.8683; 2028: 45022.8864; 2029: 117948.7363; 2030: 0; 2031: 258761.7974; 2032: 770884.3078; 2033: 323549.0966; 2034: 0; 2035: 151577.1805; 2036: 105706.7948; 2037: 0; 2038: 0; 2039: 0; 2040: 0 | 1816629.6682 |  | 7.0902
2041 | 6.8779 | 2027: 42092.8144; 2028: 43884.4054; 2029: 114945.89; 2030: 0; 2031: 251968.4636; 2032: 750409.6997; 2033: 314843.3185; 2034: 0; 2035: 147374.6805; 2036: 102726.2107; 2037: 0; 2038: 0; 2039: 0; 2040: 0; 2041: 0 | 1768245.4828 |  | 6.91
2042 | 6.7056 | 2027: 41038.1541; 2028: 42780.6055; 2029: 112039.2858; 2030: 0; 2031: 245420.6514; 2032: 730709.0189; 2033: 306481.1122; 2034: 0; 2035: 143352.0284; 2036: 99878.1112; 2037: 0; 2038: 0; 2039: 0; 2040: 0; 2041: 0; 2042: 0 | 1721698.9674 |  | 6.7351
2043 | 6.538 | 2027: 40012.3759; 2028: 41708.7121; 2029: 109221.2243; 2030: 0; 2031: 239098.719; 2032: 711720.3511; 2033: 298434.9921; 2034: 0; 2035: 139494.8366; 2036: 97151.8974; 2037: 0; 2038: 0; 2039: 0; 2040: 0; 2041: 0; 2042: 0; 2043: 0 | 1676843.1084 |  | 6.5651
2044 | 6.3747 | 2027: 39013.1693; 2028: 40666.1729; 2029: 106484.622; 2030: 0; 2031: 232984.5961; 2032: 693386.7353; 2033: 290679.6712; 2034: 0; 2035: 135789.868; 2036: 94537.8185; 2037: 0; 2038: 0; 2039: 0; 2040: 0; 2041: 0; 2042: 0; 2043: 0; 2044: 0 | 1633542.6533 |  | 6.3997
2045 | 6.2154 | 2027: 38038.4085; 2028: 39650.6394; 2029: 103822.9623; 2030: 0; 2031: 227061.6579; 2032: 675655.7674; 2033: 283191.8856; 2034: 0; 2035: 132224.9449; 2036: 92026.9037; 2037: 0; 2038: 0; 2039: 0; 2040: 0; 2041: 0; 2042: 0; 2043: 0; 2044: 0; 2045: 0 | 1591673.1697 |  | 6.2384
2046 | 6.0598 | 2027: 37086.1379; 2028: 38659.9511; 2029: 101230.2497; 2030: 0; 2031: 221314.6097; 2032: 658479.2355; 2033: 275950.2325; 2034: 0; 2035: 128788.8637; 2036: 89610.9; 2037: 0; 2038: 0; 2039: 0; 2040: 0; 2041: 0; 2042: 0; 2043: 0; 2044: 0; 2045: 0; 2046: 0 | 1551120.1799 |  | 6.081
2047 | 5.9076 | 2027: 36154.5582; 2028: 37692.1205; 2029: 98700.9684; 2030: 0; 2031: 215729.3801; 2032: 641812.7847; 2033: 268935.0212; 2034: 0; 2035: 125471.3169; 2036: 87282.2143; 2037: 0; 2038: 0; 2039: 0; 2040: 0; 2041: 0; 2042: 0; 2043: 0; 2044: 0; 2045: 0; 2046: 0; 2047: 256189.3626 | 1767967.727 |  | 5.927
2048 | 5.7585 | 2027: 35242.0142; 2028: 36745.319; 2029: 96230.044; 2030: 0; 2031: 210293.0239; 2032: 625615.6086; 2033: 262128.1364; 2034: 0; 2035: 122262.8219; 2036: 85033.8613; 2037: 0; 2038: 0; 2039: 0; 2040: 0; 2041: 0; 2042: 0; 2043: 0; 2044: 0; 2045: 0; 2046: 0; 2047: 277360.1744; 2048: 0 | 1750911.0037 |  | 5.7764
2049 | 5.6123 | 2027: 34346.9831; 2028: 35817.8641; 2029: 93812.8079; 2030: 0; 2031: 204993.631; 2032: 609850.1652; 2033: 255512.912; 2034: 0; 2035: 119154.6545; 2036: 82859.4144; 2037: 0; 2038: 0; 2039: 0; 2040: 0; 2041: 0; 2042: 0; 2043: 0; 2044: 0; 2045: 0; 2046: 0; 2047: 269076.9501; 2048: 0; 2049: 0 | 1705425.3823 |  | 5.6287
2050 | 5.4686 | 2027: 33468.0637; 2028: 34908.2083; 2029: 91444.9651; 2030: 0; 2031: 199820.2444; 2032: 594481.9158; 2033: 249074.0152; 2034: 0; 2035: 116138.7884; 2036: 80752.961; 2037: 0; 2038: 0; 2039: 0; 2040: 0; 2041: 0; 2042: 0; 2043: 0; 2044: 0; 2045: 0; 2046: 0; 2047: 261202.068; 2048: 0; 2049: 0; 2050: 201956.8056 | 1863248.0355 |  | 5.4838
2051 | 5.3274 | 2027: 32603.9673; 2028: 34014.9275; 2029: 89122.564; 2030: 0; 2031: 194762.7836; 2032: 579479.085; 2033: 242797.3397; 2034: 0; 2035: 113207.8396; 2036: 78709.0617; 2037: 0; 2038: 0; 2039: 0; 2040: 0; 2041: 0; 2042: 0; 2043: 0; 2044: 0; 2045: 0; 2046: 0; 2047: 253702.8606; 2048: 0; 2049: 0; 2050: 218645.9822; 2051: 0 | 1837046.4112 |  | 5.3414
2052 | 5.1885 | 2027: 31753.5078; 2028: 33136.7118; 2029: 86841.9693; 2030: 0; 2031: 189811.9746; 2032: 564812.4393; 2033: 236669.9079; 2034: 0; 2035: 110355.0147; 2036: 76722.7121; 2037: 0; 2038: 0; 2039: 0; 2040: 0; 2041: 0; 2042: 0; 2043: 0; 2044: 0; 2045: 0; 2046: 0; 2047: 246549.274; 2048: 0; 2049: 0; 2050: 212116.2282; 2051: 0; 2052: 0 | 1788769.7398 |  | 5.2013
2053 | 5.0516 | 2027: 30915.5944; 2028: 32272.356; 2029: 84599.8366; 2030: 0; 2031: 184959.2852; 2032: 550455.0838; 2033: 230679.7802; 2034: 0; 2035: 107574.0638; 2036: 74789.3084; 2037: 0; 2038: 0; 2039: 0; 2040: 0; 2041: 0; 2042: 0; 2043: 0; 2044: 0; 2045: 0; 2046: 0; 2047: 239713.6585; 2048: 0; 2049: 0; 2050: 205908.3747; 2051: 0; 2052: 0; 2053: 0 | 1741867.3414 |  | 5.0634
2054 | 4.9165 | 2027: 30089.2234; 2028: 31420.7512; 2029: 82393.0888; 2030: 0; 2031: 180196.8658; 2032: 536382.2753; 2033: 224815.9724; 2034: 0; 2035: 104859.2369; 2036: 72904.6147; 2037: 0; 2038: 0; 2039: 0; 2040: 0; 2041: 0; 2042: 0; 2043: 0; 2044: 0; 2045: 0; 2046: 0; 2047: 233170.5764; 2048: 0; 2049: 0; 2050: 199996.6696; 2051: 0; 2052: 0; 2053: 0; 2054: 143884.9649 | 1840114.2393 |  | 4.9274
2055 | 4.7832 | 2027: 29273.4713; 2028: 30580.8773; 2029: 80218.8952; 2030: 0; 2031: 175517.4948; 2032: 522571.2501; 2033: 219068.3788; 2034: 0; 2035: 102205.2442; 2036: 71064.7344; 2037: 0; 2038: 0; 2039: 0; 2040: 0; 2041: 0; 2042: 0; 2043: 0; 2044: 0; 2045: 0; 2046: 0; 2047: 226896.625; 2048: 0; 2049: 0; 2050: 194357.421; 2051: 0; 2052: 0; 2053: 0; 2054: 155775.2381; 2055: 0 | 1807529.6302 |  | 4.7932
2056 | 4.6516 | 2027: 28467.4888; 2028: 29751.796; 2029: 78074.6515; 2030: 0; 2031: 170914.5285; 2032: 509001.0655; 2033: 213427.7023; 2034: 0; 2035: 99607.2188; 2036: 69266.0822; 2037: 0; 2038: 0; 2039: 0; 2040: 0; 2041: 0; 2042: 0; 2043: 0; 2044: 0; 2045: 0; 2046: 0; 2047: 220870.2739; 2048: 0; 2049: 0; 2050: 188968.8324; 2051: 0; 2052: 0; 2053: 0; 2054: 151123.0877; 2055: 0; 2056: 0 | 1759472.7277 |  | 4.6607
2057 | 4.5213 | 2027: 27670.4941; 2028: 28932.6438; 2029: 75957.9616; 2030: 0; 2031: 166381.8542; 2032: 495652.4543; 2033: 207885.3895; 2034: 0; 2035: 97060.6835; 2036: 67505.3601; 2037: 0; 2038: 0; 2039: 0; 2040: 0; 2041: 0; 2042: 0; 2043: 0; 2044: 0; 2045: 0; 2046: 0; 2047: 215071.7151; 2048: 0; 2049: 0; 2050: 183810.851; 2051: 0; 2052: 0; 2053: 0; 2054: 146700.2767; 2055: 0; 2056: 0; 2057: 0 | 1712629.684 |  | 4.5298
2058 | 4.3924 | 2027: 26881.7684; 2028: 28122.6264; 2029: 73866.6212; 2030: 0; 2031: 161913.8489; 2032: 482507.6906; 2033: 202433.5713; 2034: 0; 2035: 94561.519; 2036: 65779.5335; 2037: 0; 2038: 0; 2039: 0; 2040: 0; 2041: 0; 2042: 0; 2043: 0; 2044: 0; 2045: 0; 2046: 0; 2047: 209482.7252; 2048: 0; 2049: 0; 2050: 178865.0283; 2051: 0; 2052: 0; 2053: 0; 2054: 142488.4578; 2055: 0; 2056: 0; 2057: 0; 2058: 538185.0642 | 2205088.4548 |  | 4.4002
2059 | 4.2648 | 2027: 26100.65; 2028: 27321.013; 2029: 71798.6024; 2030: 0; 2031: 157505.3388; 2032: 469550.4665; 2033: 197065.0083; 2034: 0; 2035: 92105.9356; 2036: 64085.8109; 2037: 0; 2038: 0; 2039: 0; 2040: 0; 2041: 0; 2042: 0; 2043: 0; 2044: 0; 2045: 0; 2046: 0; 2047: 204086.5386; 2048: 0; 2049: 0; 2050: 174114.3915; 2051: 0; 2052: 0; 2053: 0; 2054: 138470.7517; 2055: 0; 2056: 0; 2057: 0; 2058: 582659.2554; 2059: 0 | 2204863.7627 |  | 4.272
2060 | 4.1383 | 2027: 25326.5304; 2028: 26527.1312; 2029: 69752.0395; 2030: 0; 2031: 153151.5644; 2032: 456765.779; 2033: 191773.0398; 2034: 0; 2035: 89690.4469; 2036: 62421.6239; 2037: 0; 2038: 0; 2039: 0; 2040: 0; 2041: 0; 2042: 0; 2043: 0; 2044: 0; 2045: 0; 2046: 0; 2047: 198867.7312; 2048: 0; 2049: 0; 2050: 169543.3257; 2051: 0; 2052: 0; 2053: 0; 2054: 134631.6294; 2055: 0; 2056: 0; 2057: 0; 2058: 565258.4253; 2059: 0; 2060: 0 | 2143709.2668 |  | 4.1449
2061 | 4.0129 | 2027: 24558.8496; 2028: 25740.3626; 2029: 67725.216; 2030: 0; 2031: 148848.1468; 2032: 444139.8251; 2033: 186551.5385; 2034: 0; 2035: 87311.8453; 2036: 60784.6097; 2037: 0; 2038: 0; 2039: 0; 2040: 0; 2041: 0; 2042: 0; 2043: 0; 2044: 0; 2045: 0; 2046: 0; 2047: 193812.1125; 2048: 0; 2049: 0; 2050: 165137.4654; 2051: 0; 2052: 0; 2053: 0; 2054: 130956.8042; 2055: 0; 2056: 0; 2057: 0; 2058: 548715.4123; 2059: 0; 2060: 0; 2061: 121216.2924 | 2205498.4803 |  | 4.0189
2062 | 3.8884 | 2027: 23797.0927; 2028: 24960.138; 2029: 65716.5526; 2030: 0; 2031: 144591.0576; 2032: 431659.9061; 2033: 181394.8669; 2034: 0; 2035: 84967.1798; 2036: 59172.5944; 2037: 0; 2038: 0; 2039: 0; 2040: 0; 2041: 0; 2042: 0; 2043: 0; 2044: 0; 2045: 0; 2046: 0; 2047: 188906.6274; 2048: 0; 2049: 0; 2050: 160883.594; 2051: 0; 2052: 0; 2053: 0; 2054: 127433.1322; 2055: 0; 2056: 0; 2057: 0; 2058: 532961.5911; 2059: 0; 2060: 0; 2061: 131233.2864; 2062: 0 | 2157677.6192 |  | 3.894
2063 | 3.7648 | 2027: 23040.7855; 2028: 24185.934; 2029: 63724.5967; 2030: 0; 2031: 140376.5903; 2032: 419314.3392; 2033: 176297.8386; 2034: 0; 2035: 82653.7355; 2036: 57583.5781; 2037: 0; 2038: 0; 2039: 0; 2040: 0; 2041: 0; 2042: 0; 2043: 0; 2044: 0; 2045: 0; 2046: 0; 2047: 184139.2654; 2048: 0; 2049: 0; 2050: 156769.5525; 2051: 0; 2052: 0; 2053: 0; 2054: 124048.5213; 2055: 0; 2056: 0; 2057: 0; 2058: 517933.8264; 2059: 0; 2060: 0; 2061: 127314.0693; 2062: 0; 2063: 0 | 2097382.6328 |  | 3.77
2064 | 3.6421 | 2027: 22289.4923; 2028: 23417.269; 2029: 61748.0117; 2030: 0; 2031: 136201.3353; 2032: 407092.3762; 2033: 171255.6822; 2034: 0; 2035: 80369.0148; 2036: 56015.721; 2037: 0; 2038: 0; 2039: 0; 2040: 0; 2041: 0; 2042: 0; 2043: 0; 2044: 0; 2045: 0; 2046: 0; 2047: 179498.9765; 2048: 0; 2049: 0; 2050: 152784.1543; 2051: 0; 2052: 0; 2053: 0; 2054: 120791.8466; 2055: 0; 2056: 0; 2057: 0; 2058: 503574.0335; 2059: 0; 2060: 0; 2061: 123588.0597; 2062: 0; 2063: 0; 2064: 0 | 2038625.973 |  | 3.6468
2065 | 3.5201 | 2027: 21542.8119; 2028: 22653.6997; 2029: 59785.5677; 2030: 0; 2031: 132062.1556; 2032: 394984.1289; 2033: 166264.0079; 2034: 0; 2035: 78110.7196; 2036: 54467.3302; 2037: 0; 2038: 0; 2039: 0; 2040: 0; 2041: 0; 2042: 0; 2043: 0; 2044: 0; 2045: 0; 2046: 0; 2047: 174975.5949; 2048: 0; 2049: 0; 2050: 148917.1082; 2051: 0; 2052: 0; 2053: 0; 2054: 117652.8731; 2055: 0; 2056: 0; 2057: 0; 2058: 489828.7748; 2059: 0; 2060: 0; 2061: 120039.8011; 2062: 0; 2063: 0; 2064: 0; 2065: 129541.5764 | 2110826.15 |  | 3.5244
2066 | 3.3988 | 2027: 20800.3751; 2028: 21894.8186; 2029: 57836.1337; 2030: 0; 2031: 127956.1652; 2032: 382980.4999; 2033: 161318.7772; 2034: 0; 2035: 75876.7361; 2036: 52936.8485; 2037: 0; 2038: 0; 2039: 0; 2040: 0; 2041: 0; 2042: 0; 2043: 0; 2044: 0; 2045: 0; 2046: 0; 2047: 170559.768; 2048: 0; 2049: 0; 2050: 145158.9459; 2051: 0; 2052: 0; 2053: 0; 2054: 114622.1847; 2055: 0; 2056: 0; 2057: 0; 2058: 476648.8876; 2059: 0; 2060: 0; 2061: 116655.0733; 2062: 0; 2063: 0; 2064: 0; 2065: 140246.5498; 2066: 0 | 2065491.7636 |  | 3.4027
2067 | 3.2781 | 2027: 20061.8427; 2028: 21140.2506; 2029: 55898.6687; 2030: 0; 2031: 123880.7088; 2032: 371073.1199; 2033: 156416.2745; 2034: 0; 2035: 73665.1193; 2036: 51422.8432; 2037: 0; 2038: 0; 2039: 0; 2040: 0; 2041: 0; 2042: 0; 2043: 0; 2044: 0; 2045: 0; 2046: 0; 2047: 166242.8914; 2048: 0; 2049: 0; 2050: 141500.9567; 2051: 0; 2052: 0; 2053: 0; 2054: 111691.1187; 2055: 0; 2056: 0; 2057: 0; 2058: 463989.142; 2059: 0; 2060: 0; 2061: 113420.794; 2062: 0; 2063: 0; 2064: 0; 2065: 136058.1561; 2066: 0; 2067: 0 | 2006461.8864 |  | 3.2817
2068 | 3.158 | 2027: 19326.9021; 2028: 20389.6506; 2029: 53972.2152; 2030: 0; 2031: 119833.3439; 2032: 359254.2888; 2033: 151553.0817; 2034: 0; 2035: 71474.0798; 2036: 49923.9961; 2037: 0; 2038: 0; 2039: 0; 2040: 0; 2041: 0; 2042: 0; 2043: 0; 2044: 0; 2045: 0; 2046: 0; 2047: 162017.0491; 2048: 0; 2049: 0; 2050: 137935.1267; 2051: 0; 2052: 0; 2053: 0; 2054: 108851.7053; 2055: 0; 2056: 0; 2057: 0; 2058: 451807.9269; 2059: 0; 2060: 0; 2061: 110324.9271; 2062: 0; 2063: 0; 2064: 0; 2065: 132076.2396; 2066: 0; 2067: 0; 2068: 0 | 1948740.5328 |  | 3.1614
2069 | 3.0384 | 2027: 18595.2661; 2028: 19642.7012; 2029: 52055.8924; 2030: 0; 2031: 115811.823; 2032: 347516.9229; 2033: 146726.0539; 2034: 0; 2035: 69301.9714; 2036: 48439.0946; 2037: 0; 2038: 0; 2039: 0; 2040: 0; 2041: 0; 2042: 0; 2043: 0; 2044: 0; 2045: 0; 2046: 0; 2047: 157874.9583; 2048: 0; 2049: 0; 2050: 134454.0833; 2051: 0; 2052: 0; 2053: 0; 2054: 106096.6122; 2055: 0; 2056: 0; 2057: 0; 2058: 440066.9597; 2059: 0; 2060: 0; 2061: 107356.3998; 2062: 0; 2063: 0; 2064: 0; 2065: 128284.2822; 2066: 0; 2067: 0; 2068: 0; 2069: 0 | 1892223.0209 |  | 3.0415
2070 | 2.9194 | 2027: 17866.6703; 2028: 18899.1103; 2029: 50148.8898; 2030: 0; 2031: 111814.0787; 2032: 335854.5048; 2033: 141932.2979; 2034: 0; 2035: 67147.2797; 2036: 46967.023; 2037: 0; 2038: 0; 2039: 0; 2040: 0; 2041: 0; 2042: 0; 2043: 0; 2044: 0; 2045: 0; 2046: 0; 2047: 153809.9191; 2048: 0; 2049: 0; 2050: 131051.0434; 2051: 0; 2052: 0; 2053: 0; 2054: 103419.0939; 2055: 0; 2056: 0; 2057: 0; 2058: 428731.0206; 2059: 0; 2060: 0; 2061: 104505.0248; 2062: 0; 2063: 0; 2064: 0; 2065: 124667.0872; 2066: 0; 2067: 0; 2068: 0; 2069: 0; 2070: 0 | 1836813.0433 |  | 2.9222
2071 | 2.8008 | 2027: 17140.8714; 2028: 18158.6093; 2029: 48250.4617; 2030: 0; 2031: 107838.2088; 2032: 324261.0387; 2033: 137169.152; 2034: 0; 2035: 65008.6113; 2036: 45506.7549; 2037: 0; 2038: 0; 2039: 0; 2040: 0; 2041: 0; 2042: 0; 2043: 0; 2044: 0; 2045: 0; 2046: 0; 2047: 149815.7671; 2048: 0; 2049: 0; 2050: 127719.7669; 2051: 0; 2052: 0; 2053: 0; 2054: 100812.9442; 2055: 0; 2056: 0; 2057: 0; 2058: 417767.7073; 2059: 0; 2060: 0; 2061: 101761.43; 2062: 0; 2063: 0; 2064: 0; 2065: 121210.6735; 2066: 0; 2067: 0; 2068: 0; 2069: 0; 2070: 0; 2071: 0 | 1782421.9973 |  | 2.8034
2072 | 2.6826 | 2027: 16417.6458; 2028: 17420.951; 2029: 46359.9222; 2030: 0; 2031: 103882.4634; 2032: 312731.0085; 2033: 132434.1674; 2034: 0; 2035: 62884.6843; 2036: 44057.3461; 2037: 0; 2038: 0; 2039: 0; 2040: 0; 2041: 0; 2042: 0; 2043: 0; 2044: 0; 2045: 0; 2046: 0; 2047: 145886.8314; 2048: 0; 2049: 0; 2050: 124454.5126; 2051: 0; 2052: 0; 2053: 0; 2054: 98272.4539; 2055: 0; 2056: 0; 2057: 0; 2058: 407147.2099; 2059: 0; 2060: 0; 2061: 99116.993; 2062: 0; 2063: 0; 2064: 0; 2065: 117902.1788; 2066: 0; 2067: 0; 2068: 0; 2069: 0; 2070: 0; 2071: 0; 2072: 0 | 1728968.3684 |  | 2.685
2073 | 2.5648 | 2027: 15696.7875; 2028: 16685.908; 2029: 44476.6402; 2030: 0; 2031: 99945.2325; 2032: 301259.3394; 2033: 127725.0912; 2034: 0; 2035: 60774.3195; 2036: 42617.9278; 2037: 0; 2038: 0; 2039: 0; 2040: 0; 2041: 0; 2042: 0; 2043: 0; 2044: 0; 2045: 0; 2046: 0; 2047: 142017.8948; 2048: 0; 2049: 0; 2050: 121249.9988; 2051: 0; 2052: 0; 2053: 0; 2054: 95792.37; 2055: 0; 2056: 0; 2057: 0; 2058: 396842.103; 2059: 0; 2060: 0; 2061: 96563.7811; 2062: 0; 2063: 0; 2064: 0; 2065: 114729.7693; 2066: 0; 2067: 0; 2068: 0; 2069: 0; 2070: 0; 2071: 0; 2072: 0; 2073: 0 | 1676377.1632 |  | 2.5671
2074 | 2.4474 | 2027: 14978.1072; 2028: 15953.271; 2029: 42600.0352; 2030: 0; 2031: 96025.0349; 2032: 289841.3623; 2033: 123039.8507; 2034: 0; 2035: 58676.4319; 2036: 41187.7008; 2037: 0; 2038: 0; 2039: 0; 2040: 0; 2041: 0; 2042: 0; 2043: 0; 2044: 0; 2045: 0; 2046: 0; 2047: 138204.1573; 2048: 0; 2049: 0; 2050: 118101.3663; 2051: 0; 2052: 0; 2053: 0; 2054: 93367.8602; 2055: 0; 2056: 0; 2057: 0; 2058: 386827.1553; 2059: 0; 2060: 0; 2061: 94094.4963; 2062: 0; 2063: 0; 2064: 0; 2065: 111682.5584; 2066: 0; 2067: 0; 2068: 0; 2069: 0; 2070: 0; 2071: 0; 2072: 0; 2073: 0; 2074: 0 | 1624579.3878 |  | 2.4494
2075 | 2.3303 | 14261.4306 | 15222.8475 | 40729.5728 | 0 | 92120.508 | 278472.782 | 118376.539 | 0 | 56590.0233 | 39765.9297 | 0 | 0 | 0 | 0 | 0 | 0 | 0 | 0 | 0 | 0 | 134441.203 | 0 | 0 | 115004.1444 | 0 | 0 | 0 | 90994.4784 | 0 | 0 | 0 | 377079.1543 | 0 | 0 | 91702.4245 | 0 | 0 | 0 | 108750.5302 | 0 | 0 | 0 | 0 | 0 | 0 | 0 | 0 | 0 | 305886.0188 | [32 empty] | 1879397.5866 |  | 2.3322
2076 | 2.2135 | 13546.5975 | 14494.4606 | 38864.7619 | 0 | 88230.3982 | 267149.6468 | 113733.4019 | 0 | 54514.1753 | 38351.9382 | 0 | 0 | 0 | 0 | 0 | 0 | 0 | 0 | 0 | 0 | 130724.9691 | 0 | 0 | 111954.2204 | 0 | 0 | 0 | 88668.1344 | 0 | 0 | 0 | 367576.744 | 0 | 0 | 89381.3886 | 0 | 0 | 0 | 105924.47 | 0 | 0 | 0 | 0 | 0 | 0 | 0 | 0 | 0 | 331163.6309 | 0 | [31 empty] | 1854278.9377 |  | 2.2152
2077 | 2.097 | 12833.4603 | 13767.9471 | 37005.1501 | 0 | 84353.552 | 255868.3209 | 109108.8254 | 0 | 52448.0432 | 36945.1038 | 0 | 0 | 0 | 0 | 0 | 0 | 0 | 0 | 0 | 0 | 127051.7182 | 0 | 0 | 108947.8105 | 0 | 0 | 0 | 86385.0652 | 0 | 0 | 0 | 358300.2773 | 0 | 0 | 87125.7058 | 0 | 0 | 0 | 103195.9003 | 0 | 0 | 0 | 0 | 0 | 0 | 0 | 0 | 0 | 321273.593 | 0 | 0 | [30 empty] | 1794610.4732 |  | 2.0986
2078 | 1.9807 | 12121.8834 | 13043.1574 | 35150.3216 | 0 | 80488.9084 | 244625.4597 | 104501.3246 | 0 | 50390.8496 | 35544.8539 | 0 | 0 | 0 | 0 | 0 | 0 | 0 | 0 | 0 | 0 | 123418.0115 | 0 | 0 | 105981.4335 | 0 | 0 | 0 | 84141.8089 | 0 | 0 | 0 | 349231.6787 | 0 | 0 | 84930.1477 | 0 | 0 | 0 | 100557.022 | 0 | 0 | 0 | 0 | 0 | 0 | 0 | 0 | 0 | 311871.1092 | 0 | 0 | 0 | [29 empty] | 1735997.9702 |  | 1.9822
2079 | 1.8647 | 11411.742 | 12319.9534 | 33299.8938 | 0 | 76635.4912 | 233417.986 | 99909.5334 | 0 | 48341.8795 | 34150.6619 | 0 | 0 | 0 | 0 | 0 | 0 | 0 | 0 | 0 | 0 | 119820.6855 | 0 | 0 | 103051.8867 | 0 | 0 | 0 | 81935.1803 | 0 | 0 | 0 | 340354.3186 | 0 | 0 | 82789.9045 | 0 | 0 | 0 | 98000.6598 | 0 | 0 | 0 | 0 | 0 | 0 | 0 | 0 | 0 | 302917.175 | 0 | 0 | 0 | 0 | [28 empty] | 1678356.9517 |  | 1.866
2080 | 1.7488 | 10702.9212 | 11598.2084 | 31453.5145 | 0 | 72792.4022 | 222243.0688 | 95332.1952 | 0 | 46300.475 | 32762.043 | 0 | 0 | 0 | 0 | 0 | 0 | 0 | 0 | 0 | 0 | 116256.8298 | 0 | 0 | 100156.2239 | 0 | 0 | 0 | 79762.2493 | 0 | 0 | 0 | 331652.8982 | 0 | 0 | 80700.5509 | 0 | 0 | 0 | 95520.2123 | 0 | 0 | 0 | 0 | 0 | 0 | 0 | 0 | 0 | 294375.9065 | 0 | 0 | 0 | 0 | 166184.2488 | [27 empty] | 1787793.9479 |  | 1.7501
2081 | 1.6332 | 9995.3154 | 10877.8055 | 29610.86 | 0 | 68958.8153 | 211098.1036 | 90768.1536 | 0 | 44266.0308 | 31378.5514 | 0 | 0 | 0 | 0 | 0 | 0 | 0 | 0 | 0 | 0 | 112723.7667 | 0 | 0 | 97291.7341 | 0 | 0 | 0 | 77620.32 | 0 | 0 | 0 | 323113.3421 | 0 | 0 | 78658.0158 | 0 | 0 | 0 | 93109.6064 | 0 | 0 | 0 | 0 | 0 | 0 | 0 | 0 | 0 | 286214.2904 | 0 | 0 | 0 | 0 | 179917.2758 | 0 | [26 empty] | 1745601.9869 |  | 1.6344
2082 | 1.5178 | 9288.8273 | 10158.6375 | 27771.6321 | 0 | 65133.9701 | 199980.6941 | 86216.345 | 0 | 42237.9902 | 29999.777 | 0 | 0 | 0 | 0 | 0 | 0 | 0 | 0 | 0 | 0 | 109219.0328 | 0 | 0 | 94455.9237 | 0 | 0 | 0 | 75506.9124 | 0 | 0 | 0 | 314722.7012 | 0 | 0 | 76658.5536 | 0 | 0 | 0 | 90763.2547 | 0 | 0 | 0 | 0 | 0 | 0 | 0 | 0 | 0 | 278401.9546 | 0 | 0 | 0 | 0 | 174544.1355 | 0 | 0 | [25 empty] | 1685060.3419 |  | 1.5188
2083 | 1.4025 | 8583.3676 | 9440.6055 | 25935.5568 | 0 | 61317.1675 | 188888.6361 | 81675.7907 | 0 | 40215.8407 | 28625.3423 | 0 | 0 | 0 | 0 | 0 | 0 | 0 | 0 | 0 | 0 | 105740.3619 | 0 | 0 | 91646.4983 | 0 | 0 | 0 | 73419.7447 | 0 | 0 | 0 | 306469.0623 | 0 | 0 | 74698.7186 | 0 | 0 | 0 | 88476.0169 | 0 | 0 | 0 | 0 | 0 | 0 | 0 | 0 | 0 | 270910.9566 | 0 | 0 | 0 | 0 | 169435.8774 | 0 | 0 | 2561871.935 | [24 empty] | 4187351.4789 |  | 1.4035
2084 | 1.2874 | 7878.854 | 8723.6187 | 24102.3819 | 0 | 57507.764 | 177819.9012 | 77145.5903 | 0 | 38199.1113 | 27254.9002 | 0 | 0 | 0 | 0 | 0 | 0 | 0 | 0 | 0 | 0 | 102285.6687 | 0 | 0 | 88861.347 | 0 | 0 | 0 | 71356.7176 | 0 | 0 | 0 | 298341.4653 | 0 | 0 | 72775.3406 | 0 | 0 | 0 | 86243.164 | 0 | 0 | 0 | 0 | 0 | 0 | 0 | 0 | 0 | 263715.5894 | 0 | 0 | 0 | 0 | 164571.3111 | 0 | 0 | 2773578.2603 | 0 | [23 empty] | 4340360.9855 |  | 1.2883
2085 | 1.1724 | 7175.2107 | 8007.5934 | 22271.8754 | 0 | 53705.1676 | 166772.6238 | 72624.9156 | 0 | 36187.3681 | 25888.1313 | 0 | 0 | 0 | 0 | 0 | 0 | 0 | 0 | 0 | 0 | 98853.0352 | 0 | 0 | 86098.5279 | 0 | 0 | 0 | 69315.9 | 0 | 0 | 0 | 290329.8268 | 0 | 0 | 70885.503 | 0 | 0 | 0 | 84060.345 | 0 | 0 | 0 | 0 | 0 | 0 | 0 | 0 | 0 | 256792.2025 | 0 | 0 | 0 | 0 | 159930.9412 | 0 | 0 | 2690746.7191 | 0 | 0 | [22 empty] | 4199645.8866 |  | 1.1732
2086 | 1.0576 | 6472.3683 | 7292.4527 | 20443.8237 | 0 | 49908.8338 | 155745.0871 | 68113.0045 | 0 | 34180.2124 | 24524.7417 | 0 | 0 | 0 | 0 | 0 | 0 | 0 | 0 | 0 | 0 | 95440.6966 | 0 | 0 | 83356.2545 | 0 | 0 | 0 | 67295.5151 | 0 | 0 | 0 | 282424.87 | 0 | 0 | 69026.5225 | 0 | 0 | 0 | 81923.5573 | 0 | 0 | 0 | 0 | 0 | 0 | 0 | 0 | 0 | 250119.0376 | 0 | 0 | 0 | 0 | 155496.8319 | 0 | 0 | 2611998.5646 | 0 | 0 | 0 | [21 empty] | 4063762.3743 |  | 1.0583
2087 | 0.94285 | 5770.2625 | 6578.1259 | 18618.0305 | 0 | 46118.2616 | 144735.7119 | 63609.1558 | 0 | 32177.2772 | 23164.4611 | 0 | 0 | 0 | 0 | 0 | 0 | 0 | 0 | 0 | 0 | 92047.0292 | 0 | 0 | 80632.883 | 0 | 0 | 0 | 65293.9283 | 0 | 0 | 0 | 274618.0606 | 0 | 0 | 67195.9307 | 0 | 0 | 0 | 79829.1185 | 0 | 0 | 0 | 0 | 0 | 0 | 0 | 0 | 0 | 243676.0767 | 0 | 0 | 0 | 0 | 151252.4824 | 0 | 0 | 2537007.1256 | 0 | 0 | 0 | 0 | [20 empty] | 3932323.9216 |  | 0.94355
2088 | 0.82824 | 5068.8345 | 5864.5478 | 16794.315 | 0 | 42332.99 | 133743.0454 | 59112.7247 | 0 | 30178.2247 | 21807.0408 | 0 | 0 | 0 | 0 | 0 | 0 | 0 | 0 | 0 | 0 | 88670.5394 | 0 | 0 | 77926.9015 | 0 | 0 | 0 | 63309.6357 | 0 | 0 | 0 | 266901.5466 | 0 | 0 | 65391.4564 | 0 | 0 | 0 | 77773.6405 | 0 | 0 | 0 | 0 | 0 | 0 | 0 | 0 | 0 | 237444.9037 | 0 | 0 | 0 | 0 | 147182.712 | 0 | 0 | 2465471.8651 | 0 | 0 | 0 | 0 | 0 | [19 empty] | 3804974.9239 |  | 0.82888
2089 | 0.71373 | 4368.0301 | 5151.6586 | 14972.5112 | 0 | 38552.5951 | 122765.7508 | 54623.1176 | 0 | 28182.7445 | 20452.2519 | 0 | 0 | 0 | 0 | 0 | 0 | 0 | 0 | 0 | 0 | 85309.8529 | 0 | 0 | 75236.9185 | 0 | 0 | 0 | 61341.2538 | 0 | 0 | 0 | 259268.1045 | 0 | 0 | 63611.0102 | 0 | 0 | 0 | 75754.0065 | 0 | 0 | 0 | 0 | 0 | 0 | 0 | 0 | 0 | 231408.5755 | 0 | 0 | 0 | 0 | 143273.5543 | 0 | 0 | 2397116.2887 | 0 | 0 | 0 | 0 | 0 | 0 | [18 empty] | 3681388.2247 |  | 0.71432
2090 | 0.59931 | 3667.7993 | 4439.4031 | 13152.4661 | 0 | 34776.6866 | 111802.5983 | 50139.7888 | 0 | 26190.5506 | 19099.8839 | 0 | 0 | 0 | 0 | 0 | 0 | 0 | 0 | 0 | 0 | 81963.7055 | 0 | 0 | 72561.6543 | 0 | 0 | 0 | 59387.5097 | 0 | 0 | 0 | 251711.0885 | 0 | 0 | 61852.6699 | 0 | 0 | 0 | 73767.349 | 0 | 0 | 0 | 0 | 0 | 0 | 0 | 0 | 0 | 225551.5046 | 0 | 0 | 0 | 0 | 139512.1602 | 0 | 0 | 2331686.0216 | 0 | 0 | 0 | 0 | 0 | 0 | 0 | [17 empty] | 3561262.8401 |  | 0.59985
2091 | 0.48498 | 2968.0963 | 3727.7307 | 11334.0389 | 0 | 31004.9057 | 100852.4567 | 45662.2358 | 0 | 24201.3802 | 17749.7432 | 0 | 0 | 0 | 0 | 0 | 0 | 0 | 0 | 0 | 0 | 78630.9341 | 0 | 0 | 69899.9314 | 0 | 0 | 0 | 57447.2324 | 0 | 0 | 0 | 244224.3845 | 0 | 0 | 60114.667 | 0 | 0 | 0 | 71811.0299 | 0 | 0 | 0 | 0 | 0 | 0 | 0 | 0 | 0 | 219859.3502 | 0 | 0 | 0 | 0 | 135886.7088 | 0 | 0 | 2268947.0393 | 0 | 0 | 0 | 0 | 0 | 0 | 0 | 0 | [16 empty] | 3444321.865 |  | 0.48548
2092 | 6.3432 | 38820.4799 | 3016.5946 | 9517.1002 | 0 | 27236.9221 | 89914.2849 | 41189.9967 | 0 | 22214.9915 | 16401.6515 | 0 | 0 | 0 | 0 | 0 | 0 | 0 | 0 | 0 | 0 | 75310.4686 | 0 | 0 | 67250.6665 | 0 | 0 | 0 | 55519.3446 | 0 | 0 | 0 | 236802.3676 | 0 | 0 | 58395.3745 | 0 | 0 | 0 | 69882.622 | 0 | 0 | 0 | 0 | 0 | 0 | 0 | 0 | 0 | 214318.9191 | 0 | 0 | 0 | 0 | 132386.3245 | 0 | 0 | 2208684.0387 | 0 | 0 | 0 | 0 | 0 | 0 | 0 | 0 | 0 | [15 empty] | 3366862.1477 |  | 6.3465
2093 | 0 | 0 | 39454.8015 | 7701.5309 | 0 | 23472.4322 | 78987.1255 | 36722.6464 | 0 | 20231.1618 | 15055.445 | 0 | 0 | 0 | 0 | 0 | 0 | 0 | 0 | 0 | 0 | 72001.3245 | 0 | 0 | 64612.8628 | 0 | 0 | 0 | 53602.8551 | 0 | 0 | 0 | 229439.8628 | 0 | 0 | 56693.2955 | 0 | 0 | 0 | 67979.8926 | 0 | 0 | 0 | 0 | 0 | 0 | 0 | 0 | 0 | 208918.0735 | 0 | 0 | 0 | 0 | 129001.0021 | 0 | 0 | 2150698.9415 | 0 | 0 | 0 | 0 | 0 | 0 | 0 | 0 | 0 | 0 | [14 empty] | 3254573.2538 |  | 0
2094 | 0 | 0 | 0 | 100730.2649 | 0 | 19711.1562 | 68070.0975 | 32259.7937 | 0 | 18249.6865 | 13710.9728 | 0 | 0 | 0 | 0 | 0 | 0 | 0 | 0 | 0 | 0 | 68702.5961 | 0 | 0 | 61985.6036 | 0 | 0 | 0 | 51696.852 | 0 | 0 | 0 | 222132.1091 | 0 | 0 | 55007.0531 | 0 | 0 | 0 | 66100.7873 | 0 | 0 | 0 | 0 | 0 | 0 | 0 | 0 | 0 | 203645.6465 | 0 | 0 | 0 | 0 | 125721.5365 | 0 | 0 | 2094809.5154 | 0 | 0 | 0 | 0 | 0 | 0 | 0 | 0 | 0 | 0 | 0 | [13 empty] | 3202533.6712 |  | 0
2095 | 0 | 0 | 0 | 0 | 0 | 15952.8373 | 57162.3902 | 27801.0788 | 0 | 16270.3772 | 12368.0962 | 0 | 0 | 0 | 0 | 0 | 0 | 0 | 0 | 0 | 0 | 65413.4502 | 0 | 0 | 59368.0452 | 0 | 0 | 0 | 49800.4964 | 0 | 0 | 0 | 214874.7264 | 0 | 0 | 53335.3802 | 0 | 0 | 0 | 64243.4162 | 0 | 0 | 0 | 0 | 0 | 0 | 0 | 0 | 0 | 198491.3646 | 0 | 0 | 0 | 0 | 122539.4593 | 0 | 0 | 2040848.1066 | 0 | 0 | 0 | 0 | 0 | 0 | 0 | 0 | 0 | 0 | 0 | 0 | [12 empty] | 2998469.2249 |  | 0
2096 | 0 | 0 | 0 | 0 | 0 | 208546.973 | 46263.2582 | 23346.1707 | 0 | 14293.0606 | 11026.6875 | 0 | 0 | 0 | 0 | 0 | 0 | 0 | 0 | 0 | 0 | 62133.1201 | 0 | 0 | 56759.4117 | 0 | 0 | 0 | 47913.0166 | 0 | 0 | 0 | 207663.685 | 0 | 0 | 51677.1113 | 0 | 0 | 0 | 62406.0406 | 0 | 0 | 0 | 0 | 0 | 0 | 0 | 0 | 0 | 193445.7762 | 0 | 0 | 0 | 0 | 119446.9793 | 0 | 0 | 1988660.4738 | 0 | 0 | 0 | 0 | 0 | 0 | 0 | 0 | 0 | 0 | 0 | 0 | 0 | [11 empty] | 3093581.7647 |  | 0
2097 | 0 | 0 | 0 | 0 | 0 | 0 | 604786.6144 | 18894.7649 | 0 | 12317.5774 | 9686.6293 | 0 | 0 | 0 | 0 | 0 | 0 | 0 | 0 | 0 | 0 | 58860.9005 | 0 | 0 | 54158.9889 | 0 | 0 | 0 | 46033.7025 | 0 | 0 | 0 | 200495.2777 | 0 | 0 | 50031.1742 | 0 | 0 | 0 | 60587.0608 | 0 | 0 | 0 | 0 | 0 | 0 | 0 | 0 | 0 | 188500.1859 | 0 | 0 | 0 | 0 | 116436.9288 | 0 | 0 | 1938104.715 | 0 | 0 | 0 | 0 | 0 | 0 | 0 | 0 | 0 | 0 | 0 | 0 | 0 | 0 | [10 empty] | 3358894.5201 |  | 0
2098 | 0 | 0 | 0 | 0 | 0 | 0 | 0 | 247005.968 | 0 | 10343.7808 | 8347.8136 | 0 | 0 | 0 | 0 | 0 | 0 | 0 | 0 | 0 | 0 | 55596.1428 | 0 | 0 | 51566.1201 | 0 | 0 | 0 | 44161.9007 | 0 | 0 | 0 | 193366.0937 | 0 | 0 | 48396.5821 | 0 | 0 | 0 | 58785.0051 | 0 | 0 | 0 | 0 | 0 | 0 | 0 | 0 | 0 | 183646.5937 | 0 | 0 | 0 | 0 | 113502.7133 | 0 | 0 | 1889050.2801 | 0 | 0 | 0 | 0 | 0 | 0 | 0 | 0 | 0 | 0 | 0 | 0 | 0 | 0 | 0 | [9 empty] | 2903768.994 |  | 0
2099 | 0 | 0 | 0 | 0 | 0 | 0 | 0 | 0 | 0 | 8371.5359 | 7010.141 | 0 | 0 | 0 | 0 | 0 | 0 | 0 | 0 | 0 | 0 | 52338.2498 | 0 | 0 | 48980.2009 | 0 | 0 | 0 | 42297.0104 | 0 | 0 | 0 | 186272.9952 | 0 | 0 | 46772.4276 | 0 | 0 | 0 | 56998.5197 | 0 | 0 | 0 | 0 | 0 | 0 | 0 | 0 | 0 | 178877.6398 | 0 | 0 | 0 | 0 | 110638.2662 | 0 | 0 | 1841377.0632 | 0 | 0 | 0 | 0 | 0 | 0 | 0 | 0 | 0 | 0 | 0 | 0 | 0 | 0 | 0 | 0 | [8 empty] | 2579934.0498 |  | 0
2100 | 0 | 0 | 0 | 0 | 0 | 0 | 0 | 0 | 0 | 109438.7434 | 5673.52 | 0 | 0 | 0 | 0 | 0 | 0 | 0 | 0 | 0 | 0 | 49086.6724 | 0 | 0 | 46400.6754 | 0 | 0 | 0 | 40438.4786 | 0 | 0 | 0 | 179213.0953 | 0 | 0 | 45157.8756 | 0 | 0 | 0 | 55226.3589 | 0 | 0 | 0 | 0 | 0 | 0 | 0 | 0 | 0 | 174186.5533 | 0 | 0 | 0 | 0 | 107838.006 | 0 | 0 | 1794974.567 | 0 | 0 | 0 | 0 | 0 | 0 | 0 | 0 | 0 | 0 | 0 | 0 | 0 | 0 | 0 | 0 | 0 | [7 empty] | 2607634.5457 |  | 0
2101 | 0 | 0 | 0 | 0 | 0 | 0 | 0 | 0 | 0 | 0 | 74168.3371 | 0 | 0 | 0 | 0 | 0 | 0 | 0 | 0 | 0 | 0 | 45840.9054 | 0 | 0 | 43827.032 | 0 | 0 | 0 | 38585.7966 | 0 | 0 | 0 | 172183.7381 | 0 | 0 | 43552.158 | 0 | 0 | 0 | 53467.3767 | 0 | 0 | 0 | 0 | 0 | 0 | 0 | 0 | 0 | 169567.1046 | 0 | 0 | 0 | 0 | 105096.7976 | 0 | 0 | 1749741.1338 | 0 | 0 | 0 | 0 | 0 | 0 | 0 | 0 | 0 | 0 | 0 | 0 | 0 | 0 | 0 | 0 | 0 | 0 | [6 empty] | 2496030.3798 |  | 0
2102 | 0 | 0 | 0 | 0 | 0 | 0 | 0 | 0 | 0 | 0 | 0 | 0 | 0 | 0 | 0 | 0 | 0 | 0 | 0 | 0 | 0 | 42600.4839 | 0 | 0 | 41258.8002 | 0 | 0 | 0 | 36738.4964 | 0 | 0 | 0 | 165182.4803 | 0 | 0 | 41954.568 | 0 | 0 | 0 | 51720.5189 | 0 | 0 | 0 | 0 | 0 | 0 | 0 | 0 | 0 | 165013.5627 | 0 | 0 | 0 | 0 | 102409.917 | 0 | 0 | 1705583.2385 | 0 | 0 | 0 | 0 | 0 | 0 | 0 | 0 | 0 | 0 | 0 | 0 | 0 | 0 | 0 | 0 | 0 | 0 | 0 | [5 empty] | 2352462.0658 |  | 0
2103 | 0 | 0 | 0 | 0 | 0 | 0 | 0 | 0 | 0 | 0 | 0 | 0 | 0 | 0 | 0 | 0 | 0 | 0 | 0 | 0 | 0 | 39364.9803 | 0 | 0 | 38695.5471 | 0 | 0 | 0 | 34896.1475 | 0 | 0 | 0 | 158207.0737 | 0 | 0 | 40364.4553 | 0 | 0 | 0 | 49984.8155 | 0 | 0 | 0 | 0 | 0 | 0 | 0 | 0 | 0 | 160520.6552 | 0 | 0 | 0 | 0 | 99773.0179 | 0 | 0 | 1662414.8381 | 0 | 0 | 0 | 0 | 0 | 0 | 0 | 0 | 0 | 0 | 0 | 0 | 0 | 0 | 0 | 0 | 0 | 0 | 0 | 0 |  |  |  |  | 2284221.5306 |  | 0
2104 | 0 | 0 | 0 | 0 | 0 | 0 | 0 | 0 | 0 | 0 | 0 | 0 | 0 | 0 | 0 | 0 | 0 | 0 | 0 | 0 | 0 | 36134.0012 | 0 | 0 | 36136.8744 | 0 | 0 | 0 | 33058.3539 | 0 | 0 | 0 | 151255.4505 | 0 | 0 | 38781.2218 | 0 | 0 | 0 | 48259.3741 | 0 | 0 | 0 | 0 | 0 | 0 | 0 | 0 | 0 | 156083.5312 | 0 | 0 | 0 | 0 | 97182.1017 | 0 | 0 | 1620156.7731 | 0 | 0 | 0 | 0 | 0 | 0 | 0 | 0 | 0 | 0 | 0 | 0 | 0 | 0 | 0 | 0 | 0 | 0 | 0 | 0 | 0 |  |  |  | 2217047.6818 |  | 0
2105 | 0 | 0 | 0 | 0 | 0 | 0 | 0 | 0 | 0 | 0 | 0 | 0 | 0 | 0 | 0 | 0 | 0 | 0 | 0 | 0 | 0 | 32907.1846 | 0 | 0 | 33582.4156 | 0 | 0 | 0 | 31224.751 | 0 | 0 | 0 | 144325.7078 | 0 | 0 | 37204.3172 | 0 | 0 | 0 | 46543.3738 | 0 | 0 | 0 | 0 | 0 | 0 | 0 | 0 | 0 | 151697.728 | 0 | 0 | 0 | 0 | 94633.49 | 0 | 0 | 1578736.2165 | 0 | 0 | 0 | 0 | 0 | 0 | 0 | 0 | 0 | 0 | 0 | 0 | 0 | 0 | 0 | 0 | 0 | 0 | 0 | 0 | 0 | 0 |  |  | 2150855.1844 |  | 0
2106 | 0 | 0 | 0 | 0 | 0 | 0 | 0 | 0 | 0 | 0 | 0 | 0 | 0 | 0 | 0 | 0 | 0 | 0 | 0 | 0 | 0 | 29684.1975 | 0 | 0 | 31031.8336 | 0 | 0 | 0 | 29395.0036 | 0 | 0 | 0 | 137416.0953 | 0 | 0 | 35633.2351 | 0 | 0 | 0 | 44836.0593 | 0 | 0 | 0 | 0 | 0 | 0 | 0 | 0 | 0 | 147359.1401 | 0 | 0 | 0 | 0 | 92123.7983 | 0 | 0 | 1538086.1677 | 0 | 0 | 0 | 0 | 0 | 0 | 0 | 0 | 0 | 0 | 0 | 0 | 0 | 0 | 0 | 0 | 0 | 0 | 0 | 0 | 0 | 0 | 0 |  | 2085565.5305 |  | 0
2107 | 0 | 0 | 0 | 0 | 0 | 0 | 0 | 0 | 0 | 0 | 0 | 0 | 0 | 0 | 0 | 0 | 0 | 0 | 0 | 0 | 0 | 26464.7335 | 0 | 0 | 28484.8184 | 0 | 0 | 0 | 27568.8033 | 0 | 0 | 0 | 130525.0025 | 0 | 0 | 34067.5097 | 0 | 0 | 0 | 43136.7357 | 0 | 0 | 0 | 0 | 0 | 0 | 0 | 0 | 0 | 143063.9902 | 0 | 0 | 0 | 0 | 89649.9129 | 0 | 0 | 1498144.9861 | 0 | 0 | 0 | 0 | 0 | 0 | 0 | 0 | 0 | 0 | 0 | 0 | 0 | 0 | 0 | 0 | 0 | 0 | 0 | 0 | 0 | 0 | 0 | 0 | 2021106.4923 |  | 0
Total | 301.3467 | 1844241.582 | 1874376.2484 | 4785385.02 | 0 | 9942726.9813 | 28833926.9664 | 11776305.6771 | 0 | 5217623.3042 | 3536064.3953 | 0 | 0 | 0 | 0 | 0 | 0 | 0 | 0 | 0 | 0 | 8235039.7984 | 0 | 0 | 6421565.7751 | 0 | 0 | 0 | 4482996.5222 | 0 | 0 | 0 | 16314619.7799 | 0 | 0 | 3581712.6777 | 0 | 0 | 0 | 3672016.9118 | 0 | 0 | 0 | 0 | 0 | 0 | 0 | 0 | 0 | 7468918.34 | 0 | 0 | 0 | 0 | 3645568.4909 | 0 | 0 | 51938494.8744 | 0 | 0 | 0 | 0 | 0 | 0 | 0 | 0 | 0 | 0 | 0 | 0 | 0 | 0 | 0 | 0 | 0 | 0 | 0 | 0 | 0 | 0 | 0 | 0 | 173571583.3451 |  | 0
0
SUNCOST |  | 1788644.2113 | 3546575.8282 | 8068602.344 | 7797444.1149 | 17176742.0578 | 44559526.0247 | 54474126.5435 | 52627248.3975 | 55894068.8935 | 57410635.5765 | 55436158.6732 | 53516594.5395 | 51649583.2187 | 49832953.5505 | 48064708.0677 | 46343009.1003 | 44666165.9918 | 43032623.3386 | 41440950.1689 | 39889829.9891 | 46356902.0605 | 44605991.0568 | 42900565.6745 | 47458883.4141 | 45621837.0029 | 43833067.2631 | 42091199.9217 | 44734082.2046 | 42926552.5744 | 41167079.8467 | 39454450.1627 | 53563981.4877 | 51359117.725 | 49215408.4583 | 50591622.6557 | 48433945.0366 | 46336562.4037 | 44297936.4307 | 45859127.1925 | 43793635.429 | 41787173.5425 | 39838433.0097 | 37946209.9889 | 36109396.9456 | 34326974.9483 | 32598006.5799 | 30921629.4167 | 29297050.0289 | 34886570.7823 | 33032291.8446 | 31237681.3714 | 29501683.4012 | 27823326.4495 | 29681100.9924 | 27935499.0055 | 26250438.6635 | 74001582.059 | 69661221.0735 | 65461575.1869 | 61397812.8126 | 57465488.891 | 53660513.967 | 49979125.7423 | 46417862.9022 | 42973541.0372 | 39606678.8894 | 36352105.6356 | 33149571.9644 | 30151102.7396 | 27057520.9749 | 23698626.4548 | 20794857.4608 | 18214923.4111 | 15607288.8653 | 13111258.4855 | 10758796.4197 | 8474574.889 | 6257527.2072 | 4106672.0228 | 2021106.4923 | 0 |  |  | 0
NPV SUNK COST | [84 empty] | 0
2027 | 0 | -642896.2236 | -666141.3985 | -1700695.4032 | 0 | -3540777.9425 | -10268262.6998 | -4193747.1947 | 0 | -1858086.3723 | -1259254.0092 | 0 | 0 | 0 | 0 | 0 | 0 | 0 | 0 | 0 | 0 | -3018299.7072 | 0 | 0 | -2377806.0111 | 0 | 0 | 0 | -1691527.5423 | 0 | 0 | 0 | -6310784.9647 | 0 | 0 | -1417265.3935 | 0 | 0 | 0 | -1505946.0709 | 0 | 0 | 0 | 0 | 0 | 0 | 0 | 0 | 0 | -3448638.9377 | 0 | 0 | 0 | 0 | -1815825.4321 | 0 | 0 | -27226096.0659 | 0 | 0 | 0 | 0 | 0 | 0 | 0 | 0 | 0 | 0 | 0 | 0 | 0 | 0 | 0 | 0 | 0 | 0 | 0 | 0 | 0 | 0 | 0 | 0 | -642896.2236 |  | 0
2028 | 0 | -586652.6213 | -613119.1366 | -1595848.1779 | 0 | -3322490.3279 | -9635228.2067 | -3935204.2739 | 0 | -1743536.0536 | -1181621.4781 | 0 | 0 | 0 | 0 | 0 | 0 | 0 | 0 | 0 | 0 | -2832222.6773 | 0 | 0 | -2231215.1742 | 0 | 0 | 0 | -1587245.5122 | 0 | 0 | 0 | -5921727.4699 | 0 | 0 | -1329891.5206 | 0 | 0 | 0 | -1413105.068 | 0 | 0 | 0 | 0 | 0 | 0 | 0 | 0 | 0 | -3236031.6577 | 0 | 0 | 0 | 0 | -1703880.4842 | 0 | 0 | -25547617.5902 | 0 | 0 | 0 | 0 | 0 | 0 | 0 | 0 | 0 | 0 | 0 | 0 | 0 | 0 | 0 | 0 | 0 | 0 | 0 | 0 | 0 | 0 | 0 | 0 | -1199771.7579 |  | 0
2029 | 0 | -535426.9441 | -559480.5747 | -1468824.876 | 0 | -3117660.0619 | -9041220.0494 | -3692600.4259 | 0 | -1636047.7185 | -1108774.9631 | 0 | 0 | 0 | 0 | 0 | 0 | 0 | 0 | 0 | 0 | -2657617.2256 | 0 | 0 | -2093661.6066 | 0 | 0 | 0 | -1489392.4295 | 0 | 0 | 0 | -5556655.2219 | 0 | 0 | -1247904.2137 | 0 | 0 | 0 | -1325987.6776 | 0 | 0 | 0 | 0 | 0 | 0 | 0 | 0 | 0 | -3036531.5358 | 0 | 0 | 0 | 0 | -1598836.8999 | 0 | 0 | -23972616.6747 | 0 | 0 | 0 | 0 | 0 | 0 | 0 | 0 | 0 | 0 | 0 | 0 | 0 | 0 | 0 | 0 | 0 | 0 | 0 | 0 | 0 | 0 | 0 | 0 | -2563732.3948 |  | 0
2030 | 0 | -488743.7017 | -510627.5222 | -1340325.1287 | 0 | -2925457.5039 | -8483832.2693 | -3464953.0129 | 0 | -1535185.9984 | -1040419.408 | 0 | 0 | 0 | 0 | 0 | 0 | 0 | 0 | 0 | 0 | -2493776.1336 | 0 | 0 | -1964588.1643 | 0 | 0 | 0 | -1397571.9523 | 0 | 0 | 0 | -5214089.5391 | 0 | 0 | -1170971.3932 | 0 | 0 | 0 | -1244241.0412 | 0 | 0 | 0 | 0 | 0 | 0 | 0 | 0 | 0 | -2849330.5206 | 0 | 0 | 0 | 0 | -1500269.2126 | 0 | 0 | -22494713.9671 | 0 | 0 | 0 | 0 | 0 | 0 | 0 | 0 | 0 | 0 | 0 | 0 | 0 | 0 | 0 | 0 | 0 | 0 | 0 | 0 | 0 | 0 | 0 | 0 | -2339696.3526 |  | 0
2031 | 0 | -446176.6051 | -466106.5121 | -1223289.8341 | 0 | -2692764.0749 | -7960807.234 | -3251339.9765 | 0 | -1440542.365 | -976277.9468 | 0 | 0 | 0 | 0 | 0 | 0 | 0 | 0 | 0 | 0 | -2340035.7827 | 0 | 0 | -1843472.0505 | 0 | 0 | 0 | -1311412.1725 | 0 | 0 | 0 | -4892642.9006 | 0 | 0 | -1098781.4518 | 0 | 0 | 0 | -1167534.0538 | 0 | 0 | 0 | 0 | 0 | 0 | 0 | 0 | 0 | -2673670.3769 | 0 | 0 | 0 | 0 | -1407778.1858 | 0 | 0 | -21107923.3997 | 0 | 0 | 0 | 0 | 0 | 0 | 0 | 0 | 0 | 0 | 0 | 0 | 0 | 0 | 0 | 0 | 0 | 0 | 0 | 0 | 0 | 0 | 0 | 0 | -4828337.0262 |  | 0
2032 | 0 | -407342.9883 | -425510.9998 | -1116632.6395 | 0 | -2456372.4084 | -7327597.7171 | -3050896.1026 | 0 | -1351733.4756 | -916090.7824 | 0 | 0 | 0 | 0 | 0 | 0 | 0 | 0 | 0 | 0 | -2195773.466 | 0 | 0 | -1729822.6992 | 0 | 0 | 0 | -1230564.1105 | 0 | 0 | 0 | -4591013.3251 | 0 | 0 | -1031041.9929 | 0 | 0 | 0 | -1095556.0231 | 0 | 0 | 0 | 0 | 0 | 0 | 0 | 0 | 0 | -2508839.6142 | 0 | 0 | 0 | 0 | -1320989.1957 | 0 | 0 | -19806627.9438 | 0 | 0 | 0 | 0 | 0 | 0 | 0 | 0 | 0 | 0 | 0 | 0 | 0 | 0 | 0 | 0 | 0 | 0 | 0 | 0 | 0 | 0 | 0 | 0 | -11733456.7532 |  | 0
2033 | 0 | -371898.9118 | -388476.0434 | -1019379.6021 | 0 | -2241178.6894 | -6684324.4904 | -2808225.1786 | 0 | -1268399.6206 | -859614.1338 | 0 | 0 | 0 | 0 | 0 | 0 | 0 | 0 | 0 | 0 | -2060404.8662 | 0 | 0 | -1623179.7872 | 0 | 0 | 0 | -1154700.3007 | 0 | 0 | 0 | -4307979.0984 | 0 | 0 | -967478.6459 | 0 | 0 | 0 | -1028015.4106 | 0 | 0 | 0 | 0 | 0 | 0 | 0 | 0 | 0 | -2354170.6054 | 0 | 0 | 0 | 0 | -1239550.7138 | 0 | 0 | -18585556.8582 | 0 | 0 | 0 | 0 | 0 | 0 | 0 | 0 | 0 | 0 | 0 | 0 | 0 | 0 | 0 | 0 | 0 | 0 | 0 | 0 | 0 | 0 | 0 | 0 | -13513482.9157 |  | 0
2034 | 0 | -339534.8592 | -354673.6337 | -930656.4454 | 0 | -2045161.2372 | -6098735.4969 | -2561697.443 | 0 | -1190203.266 | -806619.2492 | 0 | 0 | 0 | 0 | 0 | 0 | 0 | 0 | 0 | 0 | -1933381.6893 | 0 | 0 | -1523111.3702 | 0 | 0 | 0 | -1083513.466 | 0 | 0 | 0 | -4042393.8241 | 0 | 0 | -907833.955 | 0 | 0 | 0 | -964638.6512 | 0 | 0 | 0 | 0 | 0 | 0 | 0 | 0 | 0 | -2209036.8823 | 0 | 0 | 0 | 0 | -1163132.8833 | 0 | 0 | -17439764.341 | 0 | 0 | 0 | 0 | 0 | 0 | 0 | 0 | 0 | 0 | 0 | 0 | 0 | 0 | 0 | 0 | 0 | 0 | 0 | 0 | 0 | 0 | 0 | 0 | -12330459.1155 |  | 0
2035 | 0 | -309971.9516 | -323808.59 | -849677.3708 | 0 | -1866508.972 | -5565329.3034 | -2337276.5865 | 0 | -1095533.4652 | -756891.479 | 0 | 0 | 0 | 0 | 0 | 0 | 0 | 0 | 0 | 0 | -1814189.4429 | 0 | 0 | -1429212.133 | 0 | 0 | 0 | -1016715.2726 | 0 | 0 | 0 | -3793181.7811 | 0 | 0 | -851866.3367 | 0 | 0 | 0 | -905169.045 | 0 | 0 | 0 | 0 | 0 | 0 | 0 | 0 | 0 | -2072850.598 | 0 | 0 | 0 | 0 | -1091426.1831 | 0 | 0 | -16364609.4971 | 0 | 0 | 0 | 0 | 0 | 0 | 0 | 0 | 0 | 0 | 0 | 0 | 0 | 0 | 0 | 0 | 0 | 0 | 0 | 0 | 0 | 0 | 0 | 0 | -12348106.2396 |  | 0
2036 | 0 | -282958.6141 | -295614.9505 | -775735.2262 | 0 | -1703597.4034 | -5079177.5669 | -2132854.2423 | 0 | -999359.0607 | -696687.6738 | 0 | 0 | 0 | 0 | 0 | 0 | 0 | 0 | 0 | 0 | -1702345.3532 | 0 | 0 | -1341101.7482 | 0 | 0 | 0 | -954035.1624 | 0 | 0 | 0 | -3559333.5658 | 0 | 0 | -799349.1008 | 0 | 0 | 0 | -849365.7174 | 0 | 0 | 0 | 0 | 0 | 0 | 0 | 0 | 0 | -1945060.1464 | 0 | 0 | 0 | 0 | -1024140.1737 | 0 | 0 | -15355737.5406 | 0 | 0 | 0 | 0 | 0 | 0 | 0 | 0 | 0 | 0 | 0 | 0 | 0 | 0 | 0 | 0 | 0 | 0 | 0 | 0 | 0 | 0 | 0 | 0 | -11965984.7379 |  | 0
2037 | 0 | -258267.6368 | -269852.7924 | -708192.857 | 0 | -1554967.5629 | -4635859.6953 | -1946541.6744 | 0 | -911808.9025 | -635527.039 | 0 | 0 | 0 | 0 | 0 | 0 | 0 | 0 | 0 | 0 | -1597396.4091 | 0 | 0 | -1258423.3351 | 0 | 0 | 0 | -895219.2572 | 0 | 0 | 0 | -3339902.0041 | 0 | 0 | -750069.5325 | 0 | 0 | 0 | -797002.6437 | 0 | 0 | 0 | 0 | 0 | 0 | 0 | 0 | 0 | -1825147.9275 | 0 | 0 | 0 | 0 | -961002.3212 | 0 | 0 | -14409062.1569 | 0 | 0 | 0 | 0 | 0 | 0 | 0 | 0 | 0 | 0 | 0 | 0 | 0 | 0 | 0 | 0 | 0 | 0 | 0 | 0 | 0 | 0 | 0 | 0 | -10921018.1603 |  | 0
2038 | 0 | -235693.5811 | -246305.4295 | -646475.4901 | 0 | -1419307.5006 | -4231405.5176 | -1776644.7372 | 0 | -832060.4831 | -579850.8612 | 0 | 0 | 0 | 0 | 0 | 0 | 0 | 0 | 0 | 0 | -1498917.5275 | 0 | 0 | -1180842.0147 | 0 | 0 | 0 | -840029.3302 | 0 | 0 | 0 | -3133998.3149 | 0 | 0 | -703828.0309 | 0 | 0 | 0 | -747867.7336 | 0 | 0 | 0 | 0 | 0 | 0 | 0 | 0 | 0 | -1712628.2514 | 0 | 0 | 0 | 0 | -901756.8933 | 0 | 0 | -13520748.9509 | 0 | 0 | 0 | 0 | 0 | 0 | 0 | 0 | 0 | 0 | 0 | 0 | 0 | 0 | 0 | 0 | 0 | 0 | 0 | 0 | 0 | 0 | 0 | 0 | -9967743.6003 |  | 0
2039 | 0 | -215050.4874 | -224776.9385 | -590064.0191 | 0 | -1295436.0179 | -3862244.9321 | -1621641.9042 | 0 | -759376.9766 | -529136.0793 | 0 | 0 | 0 | 0 | 0 | 0 | 0 | 0 | 0 | 0 | -1406509.8316 | 0 | 0 | -1108043.5532 | 0 | 0 | 0 | -788241.8413 | 0 | 0 | 0 | -2940788.5098 | 0 | 0 | -660437.3002 | 0 | 0 | 0 | -701761.972 | 0 | 0 | 0 | 0 | 0 | 0 | 0 | 0 | 0 | -1607045.3706 | 0 | 0 | 0 | 0 | -846163.9235 | 0 | 0 | -12687199.9163 | 0 | 0 | 0 | 0 | 0 | 0 | 0 | 0 | 0 | 0 | 0 | 0 | 0 | 0 | 0 | 0 | 0 | 0 | 0 | 0 | 0 | 0 | 0 | 0 | -9097727.355 |  | 0
2040 | 0 | -196169.8479 | -205089.9731 | -538489.0784 | 0 | -1182288.3508 | -3525163.6398 | -1480164.9712 | 0 | -693097.4696 | -482914.1201 | 0 | 0 | 0 | 0 | 0 | 0 | 0 | 0 | 0 | 0 | -1319799.035 | 0 | 0 | -1039733.0893 | 0 | 0 | 0 | -739647.0313 | 0 | 0 | 0 | -2759490.0157 | 0 | 0 | -619721.5917 | 0 | 0 | 0 | -658498.6131 | 0 | 0 | 0 | 0 | 0 | 0 | 0 | 0 | 0 | -1507971.6342 | 0 | 0 | 0 | 0 | -793998.2392 | 0 | 0 | -11905038.863 | 0 | 0 | 0 | 0 | 0 | 0 | 0 | 0 | 0 | 0 | 0 | 0 | 0 | 0 | 0 | 0 | 0 | 0 | 0 | 0 | 0 | 0 | 0 | 0 | -8303377.4509 |  | 0
2041 |  | -178898.8098 | -187083.83 | -491325.8065 | 0 | -1078903.5567 | -3217264.1863 | -1350982.0918 | 0 | -632628.3904 | -440764.6861 | 0 | 0 | 0 | 0 | 0 | 0 | 0 | 0 | 0 | 0 | -1238433.926 | 0 | 0 | -975633.9395 | 0 | 0 | 0 | -694048.0729 | 0 | 0 | 0 | -2589368.505 | 0 | 0 | -581515.991 | 0 | 0 | 0 | -617902.4239 | 0 | 0 | 0 | 0 | 0 | 0 | 0 | 0 | 0 | -1415005.756 | 0 | 0 | 0 | 0 | -745048.5495 | 0 | 0 | -11171097.7414 | 0 | 0 | 0 | 0 | 0 | 0 | 0 | 0 | 0 | 0 | 0 | 0 | 0 | 0 | 0 | 0 | 0 | 0 | 0 | 0 | 0 | 0 | 0 | 0 | -7577851.3575
2042 |  | -163098.5826 | -170612.7362 | -448189.213 | 0 | -984413.3895 | -2935931.6373 | -1232982.8469 | 0 | -577435.9807 | -402310.3043 | 0 | 0 | 0 | 0 | 0 | 0 | 0 | 0 | 0 | 0 | -1162084.9452 | 0 | 0 | -915486.4779 | 0 | 0 | 0 | -651260.273 | 0 | 0 | 0 | -2429734.9207 | 0 | 0 | -545665.7512 | 0 | 0 | 0 | -579808.9743 | 0 | 0 | 0 | 0 | 0 | 0 | 0 | 0 | 0 | -1327771.1889 | 0 | 0 | 0 | 0 | -699116.5896 | 0 | 0 | -10482403.811 | 0 | 0 | 0 | 0 | 0 | 0 | 0 | 0 | 0 | 0 | 0 | 0 | 0 | 0 | 0 | 0 | 0 | 0 | 0 | 0 | 0 | 0 | 0 | 0 | -6914974.6904
2043 |  | -148643.0237 | -155544.3297 | -408730.0756 | 0 | -898032.4751 | -2678803.3057 | -1125165.0902 | 0 | -527039.6775 | -367211.5394 | 0 | 0 | 0 | 0 | 0 | 0 | 0 | 0 | 0 | 0 | -1090442.8499 | 0 | 0 | -859047.0844 | 0 | 0 | 0 | -611110.3246 | 0 | 0 | 0 | -2279942.6862 | 0 | 0 | -512025.665 | 0 | 0 | 0 | -544063.9714 | 0 | 0 | 0 | 0 | 0 | 0 | 0 | 0 | 0 | -1245914.5997 | 0 | 0 | 0 | 0 | -656016.3175 | 0 | 0 | -9836167.5997 | 0 | 0 | 0 | 0 | 0 | 0 | 0 | 0 | 0 | 0 | 0 | 0 | 0 | 0 | 0 | 0 | 0 | 0 | 0 | 0 | 0 | 0 | 0 | 0 | -6309169.5168
2044 |  | -135417.3801 | -141758.3103 | -372631.2997 | 0 | -819049.627 | -2443742.018 | -1026623.3467 | 0 | -481006.2886 | -335162.7847 | 0 | 0 | 0 | 0 | 0 | 0 | 0 | 0 | 0 | 0 | -1023217.4626 | 0 | 0 | -806087.1581 | 0 | 0 | 0 | -573435.6054 | 0 | 0 | 0 | -2139385.086 | 0 | 0 | -480459.4773 | 0 | 0 | 0 | -510522.6343 | 0 | 0 | 0 | 0 | 0 | 0 | 0 | 0 | 0 | -1169104.4381 | 0 | 0 | 0 | 0 | -615573.1609 | 0 | 0 | -9229771.6053 | 0 | 0 | 0 | 0 | 0 | 0 | 0 | 0 | 0 | 0 | 0 | 0 | 0 | 0 | 0 | 0 | 0 | 0 | 0 | 0 | 0 | 0 | 0 | 0 | -5755391.0551
2045 |  | -123317.1689 | -129145.2402 | -339604.6871 | 0 | -746820.1583 | -2228812.4805 | -936538.5669 | 0 | -438944.8608 | -305888.5584 | 0 | 0 | 0 | 0 | 0 | 0 | 0 | 0 | 0 | 0 | -960136.4949 | 0 | 0 | -756392.1912 | 0 | 0 | 0 | -538083.5182 | 0 | 0 | 0 | -2007492.8085 | 0 | 0 | -450839.3332 | 0 | 0 | 0 | -479049.1079 | 0 | 0 | 0 | 0 | 0 | 0 | 0 | 0 | 0 | -1097029.5938 | 0 | 0 | 0 | 0 | -577623.3094 | 0 | 0 | -8660759.6934 | 0 | 0 | 0 | 0 | 0 | 0 | 0 | 0 | 0 | 0 | 0 | 0 | 0 | 0 | 0 | 0 | 0 | 0 | 0 | 0 | 0 | 0 | 0 | 0 | -5249071.7209
2046 |  | -112247.1781 | -117605.4755 | -309388.0618 | 0 | -680759.0684 | -2032260.3595 | -854169.0698 | 0 | -400502.1538 | -279140.2397 | 0 | 0 | 0 | 0 | 0 | 0 | 0 | 0 | 0 | 0 | -900944.4449 | 0 | 0 | -709760.9 | 0 | 0 | 0 | -504910.8738 | 0 | 0 | 0 | -1883731.6398 | 0 | 0 | -423045.2596 | 0 | 0 | 0 | -449515.9124 | 0 | 0 | 0 | 0 | 0 | 0 | 0 | 0 | 0 | -1029398.1363 | 0 | 0 | 0 | 0 | -542013.0519 | 0 | 0 | -8126827.1497 | 0 | 0 | 0 | 0 | 0 | 0 | 0 | 0 | 0 | 0 | 0 | 0 | 0 | 0 | 0 | 0 | 0 | 0 | 0 | 0 | 0 | 0 | 0 | 0 | -4786071.6066
2047 |  | -102120.576 | -107048.2146 | -281742.7115 | 0 | -620334.9977 | -1852493.7413 | -778842.5254 | 0 | -365358.6434 | -254693.1908 | 0 | 0 | 0 | 0 | 0 | 0 | 0 | 0 | 0 | 0 | -829187.8573 | 0 | 0 | -666004.4103 | 0 | 0 | 0 | -473783.3103 | 0 | 0 | 0 | -1767600.3001 | 0 | 0 | -396964.6801 | 0 | 0 | 0 | -421803.4273 | 0 | 0 | 0 | 0 | 0 | 0 | 0 | 0 | 0 | -965936.1324 | 0 | 0 | 0 | 0 | -508598.1532 | 0 | 0 | -7625811.3444 | 0 | 0 | 0 | 0 | 0 | 0 | 0 | 0 | 0 | 0 | 0 | 0 | 0 | 0 | 0 | 0 | 0 | 0 | 0 | 0 | 0 | 0 | 0 | 0 | -5191822.458
2048 |  | -92858.114 | -97390.6474 | -256451.1057 | 0 | -565064.8551 | -1688066.6804 | -709948.8493 | 0 | -333224.9878 | -232344.2153 | 0 | 0 | 0 | 0 | 0 | 0 | 0 | 0 | 0 | 0 | -756290.8296 | 0 | 0 | -624945.4915 | 0 | 0 | 0 | -444574.7493 | 0 | 0 | 0 | -1658628.4133 | 0 | 0 | -372491.9584 | 0 | 0 | 0 | -395799.4063 | 0 | 0 | 0 | 0 | 0 | 0 | 0 | 0 | 0 | -906386.5369 | 0 | 0 | 0 | 0 | -477243.2704 | 0 | 0 | -7155682.973 | 0 | 0 | 0 | 0 | 0 | 0 | 0 | 0 | 0 | 0 | 0 | 0 | 0 | 0 | 0 | 0 | 0 | 0 | 0 | 0 | 0 | 0 | 0 | 0 | -4731640.2847
2049 |  | -84387.4131 | -88557.1957 | -233314.86 | 0 | -514509.0396 | -1537664.5809 | -646933.8981 | 0 | -303838.9005 | -211909.3108 | 0 | 0 | 0 | 0 | 0 | 0 | 0 | 0 | 0 | 0 | -689930.6964 | 0 | 0 | -586417.8394 | 0 | 0 | 0 | -417166.885 | 0 | 0 | 0 | -1556374.602 | 0 | 0 | -349527.9708 | 0 | 0 | 0 | -371398.5233 | 0 | 0 | 0 | 0 | 0 | 0 | 0 | 0 | 0 | -850508.1513 | 0 | 0 | 0 | 0 | -447821.4041 | 0 | 0 | -6714537.8371 | 0 | 0 | 0 | 0 | 0 | 0 | 0 | 0 | 0 | 0 | 0 | 0 | 0 | 0 | 0 | 0 | 0 | 0 | 0 | 0 | 0 | 0 | 0 | 0 | -4311045.8951
2050 |  | -76642.3247 | -80478.833 | -212152.9148 | 0 | -468267.1819 | -1400091.1921 | -589293.8667 | 0 | -276962.3779 | -193221.6802 | 0 | 0 | 0 | 0 | 0 | 0 | 0 | 0 | 0 | 0 | -629484.0239 | 0 | 0 | -539681.5446 | 0 | 0 | 0 | -391448.705 | 0 | 0 | 0 | -1460424.6992 | 0 | 0 | -327979.7042 | 0 | 0 | 0 | -348501.9455 | 0 | 0 | 0 | 0 | 0 | 0 | 0 | 0 | 0 | -798074.647 | 0 | 0 | 0 | 0 | -420213.3848 | 0 | 0 | -6300589.1312 | 0 | 0 | 0 | 0 | 0 | 0 | 0 | 0 | 0 | 0 | 0 | 0 | 0 | 0 | 0 | 0 | 0 | 0 | 0 | 0 | 0 | 0 | 0 | 0 | -4466275.9398
2051 |  | -69562.3571 | -73092.4747 | -192799.9061 | 0 | -425974.3472 | -1274257.0227 | -536570.3045 | 0 | -252379.2396 | -176129.9685 | 0 | 0 | 0 | 0 | 0 | 0 | 0 | 0 | 0 | 0 | -574392.3225 | 0 | 0 | -492202.4615 | 0 | 0 | 0 | -367316.0411 | 0 | 0 | 0 | -1370390.0715 | 0 | 0 | -307759.8801 | 0 | 0 | 0 | -327016.933 | 0 | 0 | 0 | 0 | 0 | 0 | 0 | 0 | 0 | -748873.6483 | 0 | 0 | 0 | 0 | -394307.3893 | 0 | 0 | -5912160.2057 | 0 | 0 | 0 | 0 | 0 | 0 | 0 | 0 | 0 | 0 | 0 | 0 | 0 | 0 | 0 | 0 | 0 | 0 | 0 | 0 | 0 | 0 | 0 | 0 | -4067360.4044
2052 |  | -63092.1593 | -66340.4307 | -175104.7043 | 0 | -387297.6427 | -1159169.0053 | -488345.6752 | 0 | -229892.9433 | -160496.6995 | 0 | 0 | 0 | 0 | 0 | 0 | 0 | 0 | 0 | 0 | -524154.6415 | 0 | 0 | -448980.9698 | 0 | 0 | 0 | -344671.1468 | 0 | 0 | 0 | -1285906.0444 | 0 | 0 | -288786.6004 | 0 | 0 | 0 | -306856.4633 | 0 | 0 | 0 | 0 | 0 | 0 | 0 | 0 | 0 | -702705.8725 | 0 | 0 | 0 | 0 | -369998.4886 | 0 | 0 | -5547677.7758 | 0 | 0 | 0 | 0 | 0 | 0 | 0 | 0 | 0 | 0 | 0 | 0 | 0 | 0 | 0 | 0 | 0 | 0 | 0 | 0 | 0 | 0 | 0 | 0 | -3702874.8716
2053 |  | -57181.0567 | -60169.9136 | -158929.1037 | 0 | -351933.1829 | -1053921.2658 | -444239.3964 | 0 | -209324.6402 | -146196.8849 | 0 | 0 | 0 | 0 | 0 | 0 | 0 | 0 | 0 | 0 | -478321.0732 | 0 | 0 | -409611.0165 | 0 | 0 | 0 | -323422.3016 | 0 | 0 | 0 | -1206630.4255 | 0 | 0 | -270983.0163 | 0 | 0 | 0 | -287938.879 | 0 | 0 | 0 | 0 | 0 | 0 | 0 | 0 | 0 | -659384.3225 | 0 | 0 | 0 | 0 | -347188.2224 | 0 | 0 | -5205665.5492 | 0 | 0 | 0 | 0 | 0 | 0 | 0 | 0 | 0 | 0 | 0 | 0 | 0 | 0 | 0 | 0 | 0 | 0 | 0 | 0 | 0 | 0 | 0 | 0 | -3369827.5339
2054 |  | -51782.6339 | -54532.5962 | -144146.6439 | 0 | -319603.3726 | -957686.866 | -403904.3011 | 0 | -190511.4426 | -133116.7885 | 0 | 0 | 0 | 0 | 0 | 0 | 0 | 0 | 0 | 0 | -436487.0464 | 0 | 0 | -373728.8475 | 0 | 0 | 0 | -297607.3485 | 0 | 0 | 0 | -1132242.1183 | 0 | 0 | -254277.0163 | 0 | 0 | 0 | -270187.5565 | 0 | 0 | 0 | 0 | 0 | 0 | 0 | 0 | 0 | -618733.5296 | 0 | 0 | 0 | 0 | -325784.2004 | 0 | 0 | -4884738.2464 | 0 | 0 | 0 | 0 | 0 | 0 | 0 | 0 | 0 | 0 | 0 | 0 | 0 | 0 | 0 | 0 | 0 | 0 | 0 | 0 | 0 | 0 | 0 | 0 | -3363107.8871
2055 |  | -46854.356 | -49384.2126 | -130641.5491 | 0 | -290054.4691 | -869710.4084 | -367023.474 | 0 | -173304.8792 | -121152.8246 | 0 | 0 | 0 | 0 | 0 | 0 | 0 | 0 | 0 | 0 | -398288.3102 | 0 | 0 | -341008.1851 | 0 | 0 | 0 | -271382.114 | 0 | 0 | 0 | -1062439.822 | 0 | 0 | -238600.9349 | 0 | 0 | 0 | -253530.5963 | 0 | 0 | 0 | 0 | 0 | 0 | 0 | 0 | 0 | -580588.8427 | 0 | 0 | 0 | 0 | -305699.7283 | 0 | 0 | -4583595.9899 | 0 | 0 | 0 | 0 | 0 | 0 | 0 | 0 | 0 | 0 | 0 | 0 | 0 | 0 | 0 | 0 | 0 | 0 | 0 | 0 | 0 | 0 | 0 | 0 | -3058804.7822
2056 |  | -42357.229 | -44684.1982 | -118307.7734 | 0 | -263054.3939 | -789301.4041 | -333307.4168 | 0 | -157569.5147 | -110210.575 | 0 | 0 | 0 | 0 | 0 | 0 | 0 | 0 | 0 | 0 | -363396.5192 | 0 | 0 | -311155.9969 | 0 | 0 | 0 | -247508.5745 | 0 | 0 | 0 | -996940.8107 | 0 | 0 | -223891.2779 | 0 | 0 | 0 | -237900.5314 | 0 | 0 | 0 | 0 | 0 | 0 | 0 | 0 | 0 | -544795.7612 | 0 | 0 | 0 | 0 | -286853.4562 | 0 | 0 | -4301019.039 | 0 | 0 | 0 | 0 | 0 | 0 | 0 | 0 | 0 | 0 | 0 | 0 | 0 | 0 | 0 | 0 | 0 | 0 | 0 | 0 | 0 | 0 | 0 | 0 | -2780853.5959
2057 |  | -38255.4908 | -40395.3651 | -107048.138 | 0 | -238390.7644 | -715828.3171 | -302491.5071 | 0 | -143181.7154 | -100203.9118 | 0 | 0 | 0 | 0 | 0 | 0 | 0 | 0 | 0 | 0 | -331515.3438 | 0 | 0 | -283908.7785 | 0 | 0 | 0 | -225762.4456 | 0 | 0 | 0 | -935479.7886 | 0 | 0 | -210088.4657 | 0 | 0 | 0 | -223234.0541 | 0 | 0 | 0 | 0 | 0 | 0 | 0 | 0 | 0 | -511209.3095 | 0 | 0 | 0 | 0 | -269169.0496 | 0 | 0 | -4035862.8498 | 0 | 0 | 0 | 0 | 0 | 0 | 0 | 0 | 0 | 0 | 0 | 0 | 0 | 0 | 0 | 0 | 0 | 0 | 0 | 0 | 0 | 0 | 0 | 0 | -2526981.7775
2058 |  | -34516.3321 | -36483.6075 | -96773.5529 | 0 | -215869.1221 | -648713.2079 | -274333.715 | 0 | -130028.5433 | -91054.2119 | 0 | 0 | 0 | 0 | 0 | 0 | 0 | 0 | 0 | 0 | -302377.0394 | 0 | 0 | -259029.2872 | 0 | 0 | 0 | -205942.8062 | 0 | 0 | 0 | -860620.1542 | 0 | 0 | -197136.5916 | 0 | 0 | 0 | -209471.7595 | 0 | 0 | 0 | 0 | 0 | 0 | 0 | 0 | 0 | -479693.4499 | 0 | 0 | 0 | 0 | -252574.88 | 0 | 0 | -3787053.4389 | 0 | 0 | 0 | 0 | 0 | 0 | 0 | 0 | 0 | 0 | 0 | 0 | 0 | 0 | 0 | 0 | 0 | 0 | 0 | 0 | 0 | 0 | 0 | 0 | -3155741.5797
2059 |  | -31109.6437 | -32917.6358 | -87402.3123 | 0 | -195311.3345 | -587426.9123 | -248612.5514 | 0 | -118006.7651 | -82689.6542 | 0 | 0 | 0 | 0 | 0 | 0 | 0 | 0 | 0 | 0 | -275739.4172 | 0 | 0 | -236303.6659 | 0 | 0 | 0 | -187869.436 | 0 | 0 | 0 | -784570.7625 | 0 | 0 | -184983.1957 | 0 | 0 | 0 | -196557.9051 | 0 | 0 | 0 | 0 | 0 | 0 | 0 | 0 | 0 | -450120.531 | 0 | 0 | 0 | 0 | -237003.7346 | 0 | 0 | -3553583.0336 | 0 | 0 | 0 | 0 | 0 | 0 | 0 | 0 | 0 | 0 | 0 | 0 | 0 | 0 | 0 | 0 | 0 | 0 | 0 | 0 | 0 | 0 | 0 | 0 | -2867960.0909
2060 |  | -28007.7863 | -29668.7353 | -78859.4572 | 0 | -176554.1536 | -531484.6934 | -225125.2197 | 0 | -107021.9609 | -75044.589 | 0 | 0 | 0 | 0 | 0 | 0 | 0 | 0 | 0 | 0 | -251383.1658 | 0 | 0 | -215538.9102 | 0 | 0 | 0 | -171380.4773 | 0 | 0 | 0 | -715340.9471 | 0 | 0 | -173579.052 | 0 | 0 | 0 | -184440.185 | 0 | 0 | 0 | 0 | 0 | 0 | 0 | 0 | 0 | -422370.7713 | 0 | 0 | 0 | 0 | -222392.5445 | 0 | 0 | -3334505.99 | 0 | 0 | 0 | 0 | 0 | 0 | 0 | 0 | 0 | 0 | 0 | 0 | 0 | 0 | 0 | 0 | 0 | 0 | 0 | 0 | 0 | 0 | 0 | 0 | -2605410.0957
2061 |  | -25185.3823 | -26710.5469 | -71076.1968 | 0 | -159447.9122 | -480442.3176 | -203685.9494 | 0 | -96987.7245 | -68058.9716 | 0 | 0 | 0 | 0 | 0 | 0 | 0 | 0 | 0 | 0 | -229109.4805 | 0 | 0 | -196560.6333 | 0 | 0 | 0 | -156330.3826 | 0 | 0 | 0 | -652280.3146 | 0 | 0 | -159648.377 | 0 | 0 | 0 | -173069.5177 | 0 | 0 | 0 | 0 | 0 | 0 | 0 | 0 | 0 | -396331.7738 | 0 | 0 | 0 | 0 | -208682.1286 | 0 | 0 | -3128934.963 | 0 | 0 | 0 | 0 | 0 | 0 | 0 | 0 | 0 | 0 | 0 | 0 | 0 | 0 | 0 | 0 | 0 | 0 | 0 | 0 | 0 | 0 | 0 | 0 | -2525524.1893
2062 |  | -22619.1255 | -24018.8685 | -63989.3838 | 0 | -143855.3448 | -433892.5079 | -184124.4928 | 0 | -87824.9415 | -61677.8531 | 0 | 0 | 0 | 0 | 0 | 0 | 0 | 0 | 0 | 0 | -208737.9625 | 0 | 0 | -179211.0936 | 0 | 0 | 0 | -142588.1101 | 0 | 0 | 0 | -594806.2238 | 0 | 0 | -145496.2994 | 0 | 0 | 0 | -162399.8477 | 0 | 0 | 0 | 0 | 0 | 0 | 0 | 0 | 0 | -371898.0705 | 0 | 0 | 0 | 0 | -195816.9547 | 0 | 0 | -2936037.3116 | 0 | 0 | 0 | 0 | 0 | 0 | 0 | 0 | 0 | 0 | 0 | 0 | 0 | 0 | 0 | 0 | 0 | 0 | 0 | 0 | 0 | 0 | 0 | 0 | -2292842.2073
2063 |  | -20287.6089 | -21571.4733 | -57541.0379 | 0 | -129650.5187 | -391461.7347 | -166284.7652 | 0 | -79461.14 | -55850.9221 | 0 | 0 | 0 | 0 | 0 | 0 | 0 | 0 | 0 | 0 | -190104.7542 | 0 | 0 | -163347.4498 | 0 | 0 | 0 | -130035.5351 | 0 | 0 | 0 | -542396.0611 | 0 | 0 | -132613.2808 | 0 | 0 | 0 | -152387.9588 | 0 | 0 | 0 | 0 | 0 | 0 | 0 | 0 | 0 | -348970.6958 | 0 | 0 | 0 | 0 | -183744.9139 | 0 | 0 | -2755031.7271 | 0 | 0 | 0 | 0 | 0 | 0 | 0 | 0 | 0 | 0 | 0 | 0 | 0 | 0 | 0 | 0 | 0 | 0 | 0 | 0 | 0 | 0 | 0 | 0 | -2080606.2818
2064 |  | -18171.1666 | -19347.9458 | -51677.9117 | 0 | -116717.8655 | -352807.3081 | -150023.6151 | 0 | -71829.9035 | -50532.091 | 0 | 0 | 0 | 0 | 0 | 0 | 0 | 0 | 0 | 0 | -173060.8831 | 0 | 0 | -148840.2169 | 0 | 0 | 0 | -118566.0509 | 0 | 0 | 0 | -494580.4628 | 0 | 0 | -120878.2893 | 0 | 0 | 0 | -142993.299 | 0 | 0 | 0 | 0 | 0 | 0 | 0 | 0 | 0 | -327456.785 | 0 | 0 | 0 | 0 | -172417.1097 | 0 | 0 | -2585185.0681 | 0 | 0 | 0 | 0 | 0 | 0 | 0 | 0 | 0 | 0 | 0 | 0 | 0 | 0 | 0 | 0 | 0 | 0 | 0 | 0 | 0 | 0 | 0 | 0 | -1887033.7103
2065 |  | -16251.7303 | -17329.5309 | -46351.0961 | 0 | -104951.3009 | -317614.7411 | -135209.7105 | 0 | -64870.341 | -45679.1234 | 0 | 0 | 0 | 0 | 0 | 0 | 0 | 0 | 0 | 0 | -157470.7874 | 0 | 0 | -135571.8982 | 0 | 0 | 0 | -108083.3345 | 0 | 0 | 0 | -450937.3625 | 0 | 0 | -110182.9007 | 0 | 0 | 0 | -131451.3148 | 0 | 0 | 0 | 0 | 0 | 0 | 0 | 0 | 0 | -307269.1987 | 0 | 0 | 0 | 0 | -161787.6605 | 0 | 0 | -2425809.3911 | 0 | 0 | 0 | 0 | 0 | 0 | 0 | 0 | 0 | 0 | 0 | 0 | 0 | 0 | 0 | 0 | 0 | 0 | 0 | 0 | 0 | 0 | 0 | 0 | -1841955.1725
2066 |  | -14512.6986 | -15498.9974 | -41515.6607 | 0 | -94253.4251 | -285595.3554 | -121722.5273 | 0 | -58526.6068 | -41253.2966 | 0 | 0 | 0 | 0 | 0 | 0 | 0 | 0 | 0 | 0 | -143211.004 | 0 | 0 | -123435.7705 | 0 | 0 | 0 | -98500.2567 | 0 | 0 | 0 | -411086.7576 | 0 | 0 | -100429.8616 | 0 | 0 | 0 | -119725.8917 | 0 | 0 | 0 | 0 | 0 | 0 | 0 | 0 | 0 | -288326.1694 | 0 | 0 | 0 | 0 | -151813.5127 | 0 | 0 | -2276259.1641 | 0 | 0 | 0 | 0 | 0 | 0 | 0 | 0 | 0 | 0 | 0 | 0 | 0 | 0 | 0 | 0 | 0 | 0 | 0 | 0 | 0 | 0 | 0 | 0 | -1669268.1099
2067 |  | -12938.8166 | -13840.5126 | -37130.3251 | 0 | -84534.7951 | -256484.1047 | -109451.4326 | 0 | -52747.4662 | -37219.0963 | 0 | 0 | 0 | 0 | 0 | 0 | 0 | 0 | 0 | 0 | -130168.9962 | 0 | 0 | -112334.8052 | 0 | 0 | 0 | -89737.9185 | 0 | 0 | 0 | -374686.1036 | 0 | 0 | -91531.8278 | 0 | 0 | 0 | -109051.9224 | 0 | 0 | 0 | 0 | 0 | 0 | 0 | 0 | 0 | -270550.9706 | 0 | 0 | 0 | 0 | -142454.2673 | 0 | 0 | -2135928.6517 | 0 | 0 | 0 | 0 | 0 | 0 | 0 | 0 | 0 | 0 | 0 | 0 | 0 | 0 | 0 | 0 | 0 | 0 | 0 | 0 | 0 | 0 | 0 | 0 | -1511858.1228
2068 |  | -11516.0664 | -12339.5281 | -33157.1597 | 0 | -75713.2617 | -230037.5949 | -98294.8503 | 0 | -47485.9008 | -33543.9406 | 0 | 0 | 0 | 0 | 0 | 0 | 0 | 0 | 0 | 0 | -118242.1088 | 0 | 0 | -102180.7088 | 0 | 0 | 0 | -81724.7986 | 0 | 0 | 0 | -341426.2564 | 0 | 0 | -83410.2567 | 0 | 0 | 0 | -99329.1281 | 0 | 0 | 0 | 0 | 0 | 0 | 0 | 0 | 0 | -253871.6061 | 0 | 0 | 0 | 0 | -133672.0159 | 0 | 0 | -2004249.462 | 0 | 0 | 0 | 0 | 0 | 0 | 0 | 0 | 0 | 0 | 0 | 0 | 0 | 0 | 0 | 0 | 0 | 0 | 0 | 0 | 0 | 0 | 0 | 0 | -1368401.5598
2069 |  | -10231.5672 | -10982.6756 | -29561.3116 | 0 | -67713.3658 | -206032.2807 | -88159.5021 | 0 | -42698.7509 | -30197.9289 | 0 | 0 | 0 | 0 | 0 | 0 | 0 | 0 | 0 | 0 | -107336.6313 | 0 | 0 | -92893.0675 | 0 | 0 | 0 | -74395.9972 | 0 | 0 | 0 | -311027.8931 | 0 | 0 | -75994.4333 | 0 | 0 | 0 | -90467.6761 | 0 | 0 | 0 | 0 | 0 | 0 | 0 | 0 | 0 | -238220.518 | 0 | 0 | 0 | 0 | -125431.1869 | 0 | 0 | -1880688.2443 | 0 | 0 | 0 | 0 | 0 | 0 | 0 | 0 | 0 | 0 | 0 | 0 | 0 | 0 | 0 | 0 | 0 | 0 | 0 | 0 | 0 | 0 | 0 | 0 | -1237693.0814
2070 |  | -9073.4831 | -9757.6707 | -26310.7546 | 0 | -60465.7868 | -184262.821 | -78959.7165 | 0 | -38346.39 | -27153.6145 | 0 | 0 | 0 | 0 | 0 | 0 | 0 | 0 | 0 | 0 | -97366.9606 | 0 | 0 | -84398.5844 | 0 | 0 | 0 | -67692.5653 | 0 | 0 | 0 | -283238.3518 | 0 | 0 | -69220.6134 | 0 | 0 | 0 | -82386.9892 | 0 | 0 | 0 | 0 | 0 | 0 | 0 | 0 | 0 | -223534.3136 | 0 | 0 | 0 | 0 | -117698.4019 | 0 | 0 | -1764744.5288 | 0 | 0 | 0 | 0 | 0 | 0 | 0 | 0 | 0 | 0 | 0 | 0 | 0 | 0 | 0 | 0 | 0 | 0 | 0 | 0 | 0 | 0 | 0 | 0 | -1118634.3019
2071 |  | -8030.9391 | -8653.2257 | -23376.0595 | 0 | -53906.839 | -164540.5794 | -70616.7988 | 0 | -34392.4289 | -24385.7975 | 0 | 0 | 0 | 0 | 0 | 0 | 0 | 0 | 0 | 0 | -88254.849 | 0 | 0 | -76630.3983 | 0 | 0 | 0 | -61560.909 | 0 | 0 | 0 | -257828.837 | 0 | 0 | -63031.2682 | 0 | 0 | 0 | -75014.6998 | 0 | 0 | 0 | 0 | 0 | 0 | 0 | 0 | 0 | -209753.5081 | 0 | 0 | 0 | 0 | -110442.3401 | 0 | 0 | -1655948.6993 | 0 | 0 | 0 | 0 | 0 | 0 | 0 | 0 | 0 | 0 | 0 | 0 | 0 | 0 | 0 | 0 | 0 | 0 | 0 | 0 | 0 | 0 | 0 | 0 | -1010223.6292
2072 |  | -7093.9438 | -7658.9693 | -20730.1851 | 0 | -47978.012 | -146692.2536 | -63058.456 | 0 | -30803.4457 | -21871.3367 | 0 | 0 | 0 | 0 | 0 | 0 | 0 | 0 | 0 | 0 | -79928.7296 | 0 | 0 | -69527.474 | 0 | 0 | 0 | -55952.259 | 0 | 0 | 0 | -234591.9469 | 0 | 0 | -57374.4183 | 0 | 0 | 0 | -68285.7333 | 0 | 0 | 0 | 0 | 0 | 0 | 0 | 0 | 0 | -196822.2841 | 0 | 0 | 0 | 0 | -103633.6118 | 0 | 0 | -1553860.0913 | 0 | 0 | 0 | 0 | 0 | 0 | 0 | 0 | 0 | 0 | 0 | 0 | 0 | 0 | 0 | 0 | 0 | 0 | 0 | 0 | 0 | 0 | 0 | 0 | -911547.1631
2073 |  | -6253.3187 | -6765.3729 | -18348.2849 | 0 | -42625.5492 | -130558.6235 | -56218.2718 | 0 | -27548.7403 | -19588.978 | 0 | 0 | 0 | 0 | 0 | 0 | 0 | 0 | 0 | 0 | -72323.1093 | 0 | 0 | -63034.0566 | 0 | 0 | 0 | -50822.1984 | 0 | 0 | 0 | -213339.4816 | 0 | 0 | -52203.0456 | 0 | 0 | 0 | -62141.5 | 0 | 0 | 0 | 0 | 0 | 0 | 0 | 0 | 0 | -184688.2651 | 0 | 0 | 0 | 0 | -97244.6391 | 0 | 0 | -1458065.2072 | 0 | 0 | 0 | 0 | 0 | 0 | 0 | 0 | 0 | 0 | 0 | 0 | 0 | 0 | 0 | 0 | 0 | 0 | 0 | 0 | 0 | 0 | 0 | 0 | -821770.5308
2074 |  | -5500.6332 | -5963.6831 | -16207.5319 | 0 | -37800.0629 | -115993.4061 | -50035.2268 | 0 | -24600.1102 | -17519.1981 | 0 | 0 | 0 | 0 | 0 | 0 | 0 | 0 | 0 | 0 | -65378.0219 | 0 | 0 | -57099.1822 | 0 | 0 | 0 | -46130.2415 | 0 | 0 | 0 | -193900.4976 | 0 | 0 | -47474.5735 | 0 | 0 | 0 | -56529.186 | 0 | 0 | 0 | 0 | 0 | 0 | 0 | 0 | 0 | -173302.3037 | 0 | 0 | 0 | 0 | -91249.544 | 0 | 0 | -1368176.0412 | 0 | 0 | 0 | 0 | 0 | 0 | 0 | 0 | 0 | 0 | 0 | 0 | 0 | 0 | 0 | 0 | 0 | 0 | 0 | 0 | 0 | 0 | 0 | 0 | -740131.555
2075 |  | -4828.1449 | -5245.8598 | -14286.9559 | 0 | -33456.1815 | -102862.2067 | -44453.2596 | 0 | -21931.6451 | -15644.0621 | 0 | 0 | 0 | 0 | 0 | 0 | 0 | 0 | 0 | 0 | -59038.5361 | 0 | 0 | -51676.2381 | 0 | 0 | 0 | -41839.4572 | 0 | 0 | 0 | -176119.5801 | 0 | 0 | -43150.4065 | 0 | 0 | 0 | -51401.1269 | 0 | 0 | 0 | 0 | 0 | 0 | 0 | 0 | 0 | -158878.4513 | 0 | 0 | 0 | 0 | -85624.0443 | 0 | 0 | -1283828.5083 | 0 | 0 | 0 | 0 | 0 | 0 | 0 | 0 | 0 | 0 | 0 | 0 | 0 | 0 | 0 | 0 | 0 | 0 | 0 | 0 | 0 | 0 | 0 | 0 | -824812.1117
2076 |  | -4228.7446 | -4604.5192 | -12567.2955 | 0 | -29552.2255 | -91041.5588 | -39420.8648 | 0 | -19519.5406 | -13947.0927 | 0 | 0 | 0 | 0 | 0 | 0 | 0 | 0 | 0 | 0 | -53254.3105 | 0 | 0 | -46722.5672 | 0 | 0 | 0 | -37916.1326 | 0 | 0 | 0 | -159855.3053 | 0 | 0 | -39195.5222 | 0 | 0 | 0 | -46714.2561 | 0 | 0 | 0 | 0 | 0 | 0 | 0 | 0 | 0 | -144225.3581 | 0 | 0 | 0 | 0 | -80345.3545 | 0 | 0 | -1204680.9686 | 0 | 0 | 0 | 0 | 0 | 0 | 0 | 0 | 0 | 0 | 0 | 0 | 0 | 0 | 0 | 0 | 0 | 0 | 0 | 0 | 0 | 0 | 0 | 0 | -742765.2937
2077 |  | -3695.9063 | -4032.8815 | -11030.8616 | 0 | -26049.9114 | -80418.044 | -34890.7251 | 0 | -17341.9261 | -12413.1519 | 0 | 0 | 0 | 0 | 0 | 0 | 0 | 0 | 0 | 0 | -47979.1915 | 0 | 0 | -42199.1128 | 0 | 0 | 0 | -34329.4712 | 0 | 0 | 0 | -144978.8707 | 0 | 0 | -35578.1099 | 0 | 0 | 0 | -42429.6179 | 0 | 0 | 0 | 0 | 0 | 0 | 0 | 0 | 0 | -130886.2516 | 0 | 0 | 0 | 0 | -75392.0939 | 0 | 0 | -1130412.8447 | 0 | 0 | 0 | 0 | 0 | 0 | 0 | 0 | 0 | 0 | 0 | 0 | 0 | 0 | 0 | 0 | 0 | 0 | 0 | 0 | 0 | 0 | 0 | 0 | -668254.0335
2078 |  | -3223.6401 | -3524.7226 | -9661.412 | 0 | -22914.0794 | -70887.4844 | -30819.3742 | 0 | -15378.7086 | -11028.3314 | 0 | 0 | 0 | 0 | 0 | 0 | 0 | 0 | 0 | 0 | -43170.8502 | 0 | 0 | -38070.0971 | 0 | 0 | 0 | -31051.323 | 0 | 0 | 0 | -131372.8735 | 0 | 0 | -32269.2481 | 0 | 0 | 0 | -38511.9362 | 0 | 0 | 0 | 0 | 0 | 0 | 0 | 0 | 0 | -118735.8148 | 0 | 0 | 0 | 0 | -70744.2 | 0 | 0 | -1060723.3224 | 0 | 0 | 0 | 0 | 0 | 0 | 0 | 0 | 0 | 0 | 0 | 0 | 0 | 0 | 0 | 0 | 0 | 0 | 0 | 0 | 0 | 0 | 0 | 0 | -600619.8956
2079 |  | -2806.4502 | -3074.3304 | -8444.0363 | 0 | -20112.4433 | -62354.2024 | -27166.8869 | 0 | -13611.4288 | -9779.8534 | 0 | 0 | 0 | 0 | 0 | 0 | 0 | 0 | 0 | 0 | -38790.4521 | 0 | 0 | -34302.7318 | 0 | 0 | 0 | -28055.9411 | 0 | 0 | 0 | -118930.219 | 0 | 0 | -29242.6193 | 0 | 0 | 0 | -34929.2334 | 0 | 0 | 0 | 0 | 0 | 0 | 0 | 0 | 0 | -107661.7852 | 0 | 0 | 0 | 0 | -66382.847 | 0 | 0 | -995330.1327 | 0 | 0 | 0 | 0 | 0 | 0 | 0 | 0 | 0 | 0 | 0 | 0 | 0 | 0 | 0 | 0 | 0 | 0 | 0 | 0 | 0 | 0 | 0 | 0 | -539262.6138
2080 |  | -2439.2955 | -2676.4636 | -7365.0499 | 0 | -17615.361 | -54730.3402 | -23896.5959 | 0 | -12023.1298 | -8655.979 | 0 | 0 | 0 | 0 | 0 | 0 | 0 | 0 | 0 | 0 | -34802.359 | 0 | 0 | -30866.9565 | 0 | 0 | 0 | -25319.764 | 0 | 0 | 0 | -107553.1442 | 0 | 0 | -26474.2545 | 0 | 0 | 0 | -31652.4926 | 0 | 0 | 0 | 0 | 0 | 0 | 0 | 0 | 0 | -97563.4665 | 0 | 0 | 0 | 0 | -60682.0356 | 0 | 0 | -933968.4083 | 0 | 0 | 0 | 0 | 0 | 0 | 0 | 0 | 0 | 0 | 0 | 0 | 0 | 0 | 0 | 0 | 0 | 0 | 0 | 0 | 0 | 0 | 0 | 0 | -544316.6877
2081 |  | -2117.5531 | -2326.3144 | -6411.8963 | 0 | -15395.6234 | -47935.2351 | -20974.8304 | 0 | -10598.2362 | -7645.9246 | 0 | 0 | 0 | 0 | 0 | 0 | 0 | 0 | 0 | 0 | -31173.8572 | 0 | 0 | -27735.2014 | 0 | 0 | 0 | -22821.2184 | 0 | 0 | 0 | -97152.3444 | 0 | 0 | -23942.3062 | 0 | 0 | 0 | -28655.3574 | 0 | 0 | 0 | 0 | 0 | 0 | 0 | 0 | 0 | -88350.4221 | 0 | 0 | 0 | 0 | -54890.6202 | 0 | 0 | -876389.6109 | 0 | 0 | 0 | 0 | 0 | 0 | 0 | 0 | 0 | 0 | 0 | 0 | 0 | 0 | 0 | 0 | 0 | 0 | 0 | 0 | 0 | 0 | 0 | 0 | -488126.9408
2082 |  | -1836.9853 | -2019.4742 | -5573.058 | 0 | -13428.2607 | -41894.8454 | -18370.6774 | 0 | -9322.4435 | -6739.7855 | 0 | 0 | 0 | 0 | 0 | 0 | 0 | 0 | 0 | 0 | -27874.9112 | 0 | 0 | -24882.1731 | 0 | 0 | 0 | -20540.5424 | 0 | 0 | 0 | -87646.188 | 0 | 0 | -21626.845 | 0 | 0 | 0 | -25913.8656 | 0 | 0 | 0 | 0 | 0 | 0 | 0 | 0 | 0 | -79941.329 | 0 | 0 | 0 | 0 | -49618.5384 | 0 | 0 | -822360.5244 | 0 | 0 | 0 | 0 | 0 | 0 | 0 | 0 | 0 | 0 | 0 | 0 | 0 | 0 | 0 | 0 | 0 | 0 | 0 | 0 | 0 | 0 | 0 | 0 | -437229.9227
2083 |  | -1593.7091 | -1751.9015 | -4837.9731 | 0 | -11690.3638 | -36541.2229 | -16055.7613 | 0 | -8182.6161 | -5928.4647 | 0 | 0 | 0 | 0 | 0 | 0 | 0 | 0 | 0 | 0 | -24877.9391 | 0 | 0 | -22284.6597 | 0 | 0 | 0 | -18459.6253 | 0 | 0 | 0 | -78960.0134 | 0 | 0 | -19509.6783 | 0 | 0 | 0 | -23406.2124 | 0 | 0 | 0 | 0 | 0 | 0 | 0 | 0 | 0 | -72262.9687 | 0 | 0 | 0 | 0 | -44816.2604 | 0 | 0 | -749750.0403 | 0 | 0 | 0 | 0 | 0 | 0 | 0 | 0 | 0 | 0 | 0 | 0 | 0 | 0 | 0 | 0 | 0 | 0 | 0 | 0 | 0 | 0 | 0 | 0 | -1140909.41
2084 |  | -1384.1676 | -1519.8931 | -4196.96 | 0 | -10160.9203 | -31812.0269 | -14004.0415 | 0 | -7166.6945 | -5203.609 | 0 | 0 | 0 | 0 | 0 | 0 | 0 | 0 | 0 | 0 | -22157.6081 | 0 | 0 | -19921.3544 | 0 | 0 | 0 | -16561.863 | 0 | 0 | 0 | -71025.4951 | 0 | 0 | -17574.1871 | 0 | 0 | 0 | -21112.5387 | 0 | 0 | 0 | 0 | 0 | 0 | 0 | 0 | 0 | -65249.3403 | 0 | 0 | 0 | 0 | -40439.4163 | 0 | 0 | -675985.545 | 0 | 0 | 0 | 0 | 0 | 0 | 0 | 0 | 0 | 0 | 0 | 0 | 0 | 0 | 0 | 0 | 0 | 0 | 0 | 0 | 0 | 0 | 0 | 0 | -1025475.6607
2085 |  | -1205.1043 | -1320.057 | -3641.1469 | 0 | -8820.6634 | -27650.078 | -12191.6265 | 0 | -6263.6088 | -4557.5492 | 0 | 0 | 0 | 0 | 0 | 0 | 0 | 0 | 0 | 0 | -19690.6488 | 0 | 0 | -17772.6943 | 0 | 0 | 0 | -14832.0273 | 0 | 0 | 0 | -63780.0738 | 0 | 0 | -15805.1807 | 0 | 0 | 0 | -19014.7432 | 0 | 0 | 0 | 0 | 0 | 0 | 0 | 0 | 0 | -58840.8782 | 0 | 0 | 0 | 0 | -36448.2072 | 0 | 0 | -608835.7325 | 0 | 0 | 0 | 0 | 0 | 0 | 0 | 0 | 0 | 0 | 0 | 0 | 0 | 0 | 0 | 0 | 0 | 0 | 0 | 0 | 0 | 0 | 0 | 0 | -920670.02
2086 |  | -1053.5388 | -1149.2874 | -3162.4075 | 0 | -7651.9327 | -24002.9469 | -10596.6032 | 0 | -5463.2001 | -3983.2457 | 0 | 0 | 0 | 0 | 0 | 0 | 0 | 0 | 0 | 0 | -17455.6843 | 0 | 0 | -15820.715 | 0 | 0 | 0 | -13256.1473 | 0 | 0 | 0 | -57166.4429 | 0 | 0 | -14188.7651 | 0 | 0 | 0 | -17096.3138 | 0 | 0 | 0 | 0 | 0 | 0 | 0 | 0 | 0 | -52983.763 | 0 | 0 | 0 | 0 | -32806.8896 | 0 | 0 | -547669.7504 | 0 | 0 | 0 | 0 | 0 | 0 | 0 | 0 | 0 | 0 | 0 | 0 | 0 | 0 | 0 | 0 | 0 | 0 | 0 | 0 | 0 | 0 | 0 | 0 | -825507.6337
2087 |  | -926.7452 | -1004.742 | -2753.3016 | 0 | -6638.5465 | -20822.5761 | -9198.8783 | 0 | -4756.1481 | -3474.2382 | 0 | 0 | 0 | 0 | 0 | 0 | 0 | 0 | 0 | 0 | -15433.0758 | 0 | 0 | -14048.9168 | 0 | 0 | 0 | -11821.4019 | 0 | 0 | 0 | -51132.0838 | 0 | 0 | -12712.2258 | 0 | 0 | 0 | -15342.1773 | 0 | 0 | 0 | 0 | 0 | 0 | 0 | 0 | 0 | -47629.312 | 0 | 0 | 0 | 0 | -29483.3216 | 0 | 0 | -491922.4629 | 0 | 0 | 0 | 0 | 0 | 0 | 0 | 0 | 0 | 0 | 0 | 0 | 0 | 0 | 0 | 0 | 0 | 0 | 0 | 0 | 0 | 0 | 0 | 0 | -739100.1538
2088 |  | -822.231 | -883.821 | -2407.02 | 0 | -5765.6836 | -18064.9315 | -7980.0345 | 0 | -4133.904 | -3024.5993 | 0 | 0 | 0 | 0 | 0 | 0 | 0 | 0 | 0 | 0 | -13604.7801 | 0 | 0 | -12442.144 | 0 | 0 | 0 | -10516.022 | 0 | 0 | 0 | -45628.8473 | 0 | 0 | -11363.9209 | 0 | 0 | 0 | -13738.5645 | 0 | 0 | 0 | 0 | 0 | 0 | 0 | 0 | 0 | -42733.4413 | 0 | 0 | 0 | 0 | -26448.5648 | 0 | 0 | -441086.9584 | 0 | 0 | 0 | 0 | 0 | 0 | 0 | 0 | 0 | 0 | 0 | 0 | 0 | 0 | 0 | 0 | 0 | 0 | 0 | 0 | 0 | 0 | 0 | 0 | -660645.4682
2089 |  | -737.7191 | -784.1476 | -2117.3345 | 0 | -5019.7748 | -15689.6814 | -6923.196 | 0 | -3588.6293 | -2628.8927 | 0 | 0 | 0 | 0 | 0 | 0 | 0 | 0 | 0 | 0 | -11954.2201 | 0 | 0 | -10986.4733 | 0 | 0 | 0 | -9329.2023 | 0 | 0 | 0 | -40612.5737 | 0 | 0 | -10133.1863 | 0 | 0 | 0 | -12272.8893 | 0 | 0 | 0 | 0 | 0 | 0 | 0 | 0 | 0 | -38256.189 | 0 | 0 | 0 | 0 | -23676.5334 | 0 | 0 | -394707.975 | 0 | 0 | 0 | 0 | 0 | 0 | 0 | 0 | 0 | 0 | 0 | 0 | 0 | 0 | 0 | 0 | 0 | 0 | 0 | 0 | 0 | 0 | 0 | 0 | -589418.6178
2090 |  | -671.1301 | -703.5501 | -1878.551 | 0 | -4388.4028 | -13659.901 | -6012.9063 | 0 | -3113.1388 | -2282.1336 | 0 | 0 | 0 | 0 | 0 | 0 | 0 | 0 | 0 | 0 | -10466.166 | 0 | 0 | -9669.1137 | 0 | 0 | 0 | -8251.0198 | 0 | 0 | 0 | -36042.7494 | 0 | 0 | -9010.2488 | 0 | 0 | 0 | -10933.6403 | 0 | 0 | 0 | 0 | 0 | 0 | 0 | 0 | 0 | -34161.2929 | 0 | 0 | 0 | 0 | -21143.6848 | 0 | 0 | -352376.1273 | 0 | 0 | 0 | 0 | 0 | 0 | 0 | 0 | 0 | 0 | 0 | 0 | 0 | 0 | 0 | 0 | 0 | 0 | 0 | 0 | 0 | 0 | 0 | 0 | -524763.7565
2091 |  | -620.5662 | -640.0453 | -1685.4667 | 0 | -3860.2098 | -11941.8 | -5235.0142 | 0 | -2700.8493 | -1979.7528 | 0 | 0 | 0 | 0 | 0 | 0 | 0 | 0 | 0 | 0 | -9126.6261 | 0 | 0 | -8478.3134 | 0 | 0 | 0 | -7272.361 | 0 | 0 | 0 | -31882.1949 | 0 | 0 | -7986.1481 | 0 | 0 | 0 | -9710.2829 | 0 | 0 | 0 | 0 | 0 | 0 | 0 | 0 | 0 | -30415.8159 | 0 | 0 | 0 | 0 | -18828.7479 | 0 | 0 | -313722.8298 | 0 | 0 | 0 | 0 | 0 | 0 | 0 | 0 | 0 | 0 | 0 | 0 | 0 | 0 | 0 | 0 | 0 | 0 | 0 | 0 | 0 | 0 | 0 | 0 | -466087.0244
2092 |  | 0 | -591.8234 | -1533.3307 | 0 | -3424.813 | -10504.4719 | -4576.57 | 0 | -2345.7307 | -1717.5636 | 0 | 0 | 0 | 0 | 0 | 0 | 0 | 0 | 0 | 0 | -7922.7479 | 0 | 0 | -7403.2754 | 0 | 0 | 0 | -6384.8545 | 0 | 0 | 0 | -28096.7819 | 0 | 0 | -7052.6667 | 0 | 0 | 0 | -8593.1717 | 0 | 0 | 0 | 0 | 0 | 0 | 0 | 0 | 0 | -26989.813 | 0 | 0 | 0 | 0 | -16712.4814 | 0 | 0 | -278415.8298 | 0 | 0 | 0 | 0 | 0 | 0 | 0 | 0 | 0 | 0 | 0 | 0 | 0 | 0 | 0 | 0 | 0 | 0 | 0 | 0 | 0 | 0 | 0 | 0 | -412265.9256
2093 |  | 0 | 0 | -1417.8075 | 0 | -3072.7257 | -9319.6623 | -4025.729 | 0 | -2042.2626 | -1491.7314 | 0 | 0 | 0 | 0 | 0 | 0 | 0 | 0 | 0 | 0 | -6842.7255 | 0 | 0 | -6434.0803 | 0 | 0 | 0 | -5580.8098 | 0 | 0 | 0 | -24655.1761 | 0 | 0 | -6202.2653 | 0 | 0 | 0 | -7573.471 | 0 | 0 | 0 | 0 | 0 | 0 | 0 | 0 | 0 | -23856.0346 | 0 | 0 | 0 | 0 | -14777.4619 | 0 | 0 | -246155.2714 | 0 | 0 | 0 | 0 | 0 | 0 | 0 | 0 | 0 | 0 | 0 | 0 | 0 | 0 | 0 | 0 | 0 | 0 | 0 | 0 | 0 | 0 | 0 | 0 | -363447.2145
2094 |  | 0 | 0 | 0 | 0 | -2795.2855 | -8361.5561 | -3571.6631 | 0 | -1785.393 | -1298.7455 | 0 | 0 | 0 | 0 | 0 | 0 | 0 | 0 | 0 | 0 | -5875.7167 | 0 | 0 | -5561.615 | 0 | 0 | 0 | -4853.1617 | 0 | 0 | 0 | -21528.6026 | 0 | 0 | -5428.0252 | 0 | 0 | 0 | -6643.0834 | 0 | 0 | 0 | 0 | 0 | 0 | 0 | 0 | 0 | -20989.6635 | 0 | 0 | 0 | 0 | -13007.8951 | 0 | 0 | -216670.224 | 0 | 0 | 0 | 0 | 0 | 0 | 0 | 0 | 0 | 0 | 0 | 0 | 0 | 0 | 0 | 0 | 0 | 0 | 0 | 0 | 0 | 0 | 0 | 0 | -318370.6304
2095 |  | 0 | 0 | 0 | 0 | -2584.5876 | -7606.5809 | -3204.4789 | 0 | -1570.5011 | -1135.3932 | 0 | 0 | 0 | 0 | 0 | 0 | 0 | 0 | 0 | 0 | -5011.7652 | 0 | 0 | -4777.5085 | 0 | 0 | 0 | -4195.419 | 0 | 0 | 0 | -18690.6335 | 0 | 0 | -4723.5954 | 0 | 0 | 0 | -5794.5851 | 0 | 0 | 0 | 0 | 0 | 0 | 0 | 0 | 0 | -18368.0785 | 0 | 0 | 0 | 0 | -11389.4488 | 0 | 0 | -189715.6166 | 0 | 0 | 0 | 0 | 0 | 0 | 0 | 0 | 0 | 0 | 0 | 0 | 0 | 0 | 0 | 0 | 0 | 0 | 0 | 0 | 0 | 0 | 0 | 0 | -278768.1924
2096 |  | 0 | 0 | 0 | 0 | 0 | -7033.2259 | -2915.1425 | 0 | -1393.3628 | -998.7361 | 0 | 0 | 0 | 0 | 0 | 0 | 0 | 0 | 0 | 0 | -4241.73 | 0 | 0 | -4074.0714 | 0 | 0 | 0 | -3601.6181 | 0 | 0 | 0 | -16116.9928 | 0 | 0 | -4083.1449 | 0 | 0 | 0 | -5021.1676 | 0 | 0 | 0 | 0 | 0 | 0 | 0 | 0 | 0 | -15970.6447 | 0 | 0 | 0 | 0 | -9909.1052 | 0 | 0 | -165069.5282 | 0 | 0 | 0 | 0 | 0 | 0 | 0 | 0 | 0 | 0 | 0 | 0 | 0 | 0 | 0 | 0 | 0 | 0 | 0 | 0 | 0 | 0 | 0 | 0 | -240428.4703
2097 |  | 0 | 0 | 0 | 0 | 0 | 0 | -2695.4103 | 0 | -1250.1184 | -886.0877 | 0 | 0 | 0 | 0 | 0 | 0 | 0 | 0 | 0 | 0 | -3557.2208 | 0 | 0 | -3444.242 | 0 | 0 | 0 | -3066.2798 | 0 | 0 | 0 | -13785.3794 | 0 | 0 | -3501.3189 | 0 | 0 | 0 | -4316.5844 | 0 | 0 | 0 | 0 | 0 | 0 | 0 | 0 | 0 | -13778.5255 | 0 | 0 | 0 | 0 | -8555.0289 | 0 | 0 | -142530.7882 | 0 | 0 | 0 | 0 | 0 | 0 | 0 | 0 | 0 | 0 | 0 | 0 | 0 | 0 | 0 | 0 | 0 | 0 | 0 | 0 | 0 | 0 | 0 | 0 | -201366.9843
2098 |  | 0 | 0 | 0 | 0 | 0 | 0 | 0 | 0 | -1137.2436 | -794.9936 | 0 | 0 | 0 | 0 | 0 | 0 | 0 | 0 | 0 | 0 | -2950.5375 | 0 | 0 | -2881.5356 | 0 | 0 | 0 | -2584.3707 | 0 | 0 | 0 | -11675.3051 | 0 | 0 | -2973.1995 | 0 | 0 | 0 | -3675.1031 | 0 | 0 | 0 | 0 | 0 | 0 | 0 | 0 | 0 | -11774.5135 | 0 | 0 | 0 | 0 | -7316.45 | 0 | 0 | -121916.851 | 0 | 0 | 0 | 0 | 0 | 0 | 0 | 0 | 0 | 0 | 0 | 0 | 0 | 0 | 0 | 0 | 0 | 0 | 0 | 0 | 0 | 0 | 0 | 0 | -169680.1032
2099 |  | 0 | 0 | 0 | 0 | 0 | 0 | 0 | 0 | -1051.5226 | -723.2126 | 0 | 0 | 0 | 0 | 0 | 0 | 0 | 0 | 0 | 0 | -2414.6154 | 0 | 0 | -2379.9985 | 0 | 0 | 0 | -2151.2667 | 0 | 0 | 0 | -9767.9465 | 0 | 0 | -2494.2692 | 0 | 0 | 0 | -3091.4618 | 0 | 0 | 0 | 0 | 0 | 0 | 0 | 0 | 0 | -9942.8803 | 0 | 0 | 0 | 0 | -6183.5598 | 0 | 0 | -103061.9094 | 0 | 0 | 0 | 0 | 0 | 0 | 0 | 0 | 0 | 0 | 0 | 0 | 0 | 0 | 0 | 0 | 0 | 0 | 0 | 0 | 0 | 0 | 0 | 0 | -143262.6426
2100 |  | 0 | 0 | 0 | 0 | 0 | 0 | 0 | 0 | 0 | -668.6996 | 0 | 0 | 0 | 0 | 0 | 0 | 0 | 0 | 0 | 0 | -1942.9749 | 0 | 0 | -1934.1659 | 0 | 0 | 0 | -1762.7208 | 0 | 0 | 0 | -8046.0095 | 0 | 0 | -2060.3778 | 0 | 0 | 0 | -2560.8292 | 0 | 0 | 0 | 0 | 0 | 0 | 0 | 0 | 0 | -8269.24 | 0 | 0 | 0 | 0 | -5147.4176 | 0 | 0 | -85815.2178 | 0 | 0 | 0 | 0 | 0 | 0 | 0 | 0 | 0 | 0 | 0 | 0 | 0 | 0 | 0 | 0 | 0 | 0 | 0 | 0 | 0 | 0 | 0 | 0 | -118207.6532
2101 |  | 0 | 0 | 0 | 0 | 0 | 0 | 0 | 0 | 0 | 0 | 0 | 0 | 0 | 0 | 0 | 0 | 0 | 0 | 0 | 0 | -1529.6746 | 0 | 0 | -1539.0227 | 0 | 0 | 0 | -1414.8324 | 0 | 0 | 0 | -6493.6058 | 0 | 0 | -1667.7128 | 0 | 0 | 0 | -2078.7689 | 0 | 0 | 0 | 0 | 0 | 0 | 0 | 0 | 0 | -6740.4278 | 0 | 0 | 0 | 0 | -4199.8679 | 0 | 0 | -70039.6015 | 0 | 0 | 0 | 0 | 0 | 0 | 0 | 0 | 0 | 0 | 0 | 0 | 0 | 0 | 0 | 0 | 0 | 0 | 0 | 0 | 0 | 0 | 0 | 0 | -95703.5143
2102 |  | 0 | 0 | 0 | 0 | 0 | 0 | 0 | 0 | 0 | 0 | 0 | 0 | 0 | 0 | 0 | 0 | 0 | 0 | 0 | 0 | -1169.2685 | 0 | 0 | -1189.9674 | 0 | 0 | 0 | -1104.0196 | 0 | 0 | 0 | -5096.1389 | 0 | 0 | -1312.7712 | 0 | 0 | 0 | -1641.206 | 0 | 0 | 0 | 0 | 0 | 0 | 0 | 0 | 0 | -5344.3899 | 0 | 0 | 0 | 0 | -3333.4656 | 0 | 0 | -55610.1279 | 0 | 0 | 0 | 0 | 0 | 0 | 0 | 0 | 0 | 0 | 0 | 0 | 0 | 0 | 0 | 0 | 0 | 0 | 0 | 0 | 0 | 0 | 0 | 0 | -75801.3551
2103 |  | 0 | 0 | 0 | 0 | 0 | 0 | 0 | 0 | 0 | 0 | 0 | 0 | 0 | 0 | 0 | 0 | 0 | 0 | 0 | 0 | -856.7666 | 0 | 0 | -882.7799 | 0 | 0 | 0 | -826.9939 | 0 | 0 | 0 | -3840.2 | 0 | 0 | -992.335 | 0 | 0 | 0 | -1244.3978 | 0 | 0 | 0 | 0 | 0 | 0 | 0 | 0 | 0 | -4070.0845 | 0 | 0 | 0 | 0 | -2541.4099 | 0 | 0 | -42412.9216 | 0 | 0 | 0 | 0 | 0 | 0 | 0 | 0 | 0 | 0 | 0 | 0 | 0 | 0 | 0 | 0 | 0 | 0 | 0 | 0 | 0 | 0 | 0 | 0 | -57667.8891
2104 |  | 0 | 0 | 0 | 0 | 0 | 0 | 0 | 0 | 0 | 0 | 0 | 0 | 0 | 0 | 0 | 0 | 0 | 0 | 0 | 0 | -587.5985 | 0 | 0 | -613.5903 | 0 | 0 | 0 | -580.7367 | 0 | 0 | 0 | -2713.4731 | 0 | 0 | -703.4472 | 0 | 0 | 0 | -884.9057 | 0 | 0 | 0 | 0 | 0 | 0 | 0 | 0 | 0 | -2907.3924 | 0 | 0 | 0 | 0 | -1817.4844 | 0 | 0 | -30344.1053 | 0 | 0 | 0 | 0 | 0 | 0 | 0 | 0 | 0 | 0 | 0 | 0 | 0 | 0 | 0 | 0 | 0 | 0 | 0 | 0 | 0 | 0 | 0 | 0 | -41152.7336
2105 |  | 0 | 0 | 0 | 0 | 0 | 0 | 0 | 0 | 0 | 0 | 0 | 0 | 0 | 0 | 0 | 0 | 0 | 0 | 0 | 0 | -357.5796 | 0 | 0 | -378.8517 | 0 | 0 | 0 | -362.478 | 0 | 0 | 0 | -1704.6469 | 0 | 0 | -443.3917 | 0 | 0 | 0 | -559.5709 | 0 | 0 | 0 | 0 | 0 | 0 | 0 | 0 | 0 | -1847.0363 | 0 | 0 | 0 | 0 | -1156.0031 | 0 | 0 | -19308.8537 | 0 | 0 | 0 | 0 | 0 | 0 | 0 | 0 | 0 | 0 | 0 | 0 | 0 | 0 | 0 | 0 | 0 | 0 | 0 | 0 | 0 | 0 | 0 | 0 | -26118.4118
2106 |  | 0 | 0 | 0 | 0 | 0 | 0 | 0 | 0 | 0 | 0 | 0 | 0 | 0 | 0 | 0 | 0 | 0 | 0 | 0 | 0 | -162.8809 | 0 | 0 | -175.3138 | 0 | 0 | 0 | -169.6761 | 0 | 0 | 0 | -803.3346 | 0 | 0 | -209.6733 | 0 | 0 | 0 | -265.4911 | 0 | 0 | 0 | 0 | 0 | 0 | 0 | 0 | 0 | -880.5075 | 0 | 0 | 0 | 0 | -551.763 | 0 | 0 | -9220.5448 | 0 | 0 | 0 | 0 | 0 | 0 | 0 | 0 | 0 | 0 | 0 | 0 | 0 | 0 | 0 | 0 | 0 | 0 | 0 | 0 | 0 | 0 | 0 | 0 | -12439.1852
2107 |  | -9994.2594 | -10157.5643 | -25932.8168 | 0 | -53881.3316 | -156255.9632 | -63817.807 | 0 | -28275.1897 | -19162.5355 | 0 | 0 | 0 | 0 | 0 | 0 | 0 | 0 | 0 | 0 | -44779.9232 | 0 | 0 | -34964.0649 | 0 | 0 | 0 | -24453.3376 | 0 | 0 | 0 | -89165.5137 | 0 | 0 | -19606.6583 | 0 | 0 | 0 | -20148.409 | 0 | 0 | 0 | 0 | 0 | 0 | 0 | 0 | 0 | -41301.5657 | 0 | 0 | 0 | 0 | -20273.7039 | 0 | 0 | -290115.6552 | 0 | 0 | 0 | 0 | 0 | 0 | 0 | 0 | 0 | 0 | 0 | 0 | 0 | 0 | 0 | 0 | 0 | 0 | 0 | 0 | 0 | 0 | 0 | 0 | -952286.299
0
0
0
0
0
0
0
0
0
0
0
0
0
0
0
0
0
0
0
0
0
0
0
0
0
0
0
0
0
0
0
0
0
0
0
0
0
0
0
0
0
0
0
0
0
0
0
0
0
0
0
0
0
0
0
0
0
0
0
0
0
0
0
0
0
0
0
0
0
0
0
0
0
0
0
0
0
0
0
0

## Gen H 100% CCA
GENERATION EXPENDITURES
CONVERSION FROM CAPITAL EXPENDITURES TO REVENUE REQUIREMENT
DO NOT MODIFY ENTRIES IN THIS SHEET
Capital Expenditures transferred from Summary Sheet
Revenue Requirement values transferred back to Summary Sheet
Revenue Requirement
By Asset Type
YEAR |  | 2027 | 2028 | 2029 | 2030 | 2031 | 2032 | 2033 | 2034 | 2035 | 2036 | 2037 | 2038 | 2039 | 2040 | 2041 | 2042 | 2043 | 2044 | 2045 | 2046 | 2047 | 2048 | 2049 | 2050 | 2051 | 2052 | 2053 | 2054 | 2055 | 2056 | 2057 | 2058 | 2059 | 2060 | 2061 | 2062 | 2063 | 2064 | 2065 | 2066 | 2067 | 2068 | 2069 | 2070 | 2071 | 2072 | 2073 | 2074 | 2075 | 2076 | 2077 | 2078 | 2079 | 2080 | 2081 | 2082 | 2083 | 2084 | 2085 | 2086 | 2087 | 2088 | 2089 | 2090 | 2091 | 2092 | 2093 | 2094 | 2095 | 2096 | 2097 | 2098 | 2099 | 2100 | 2101 | 2102 | 2103 | 2104 | 2105 | 2106 | 2107 |  | Future Rev Req Factors 2030
Capital Expenditure |  | 0 | 0 | 0 | 0 | 0 | 0 | 0 | 0 | 0 | 0 | 0 | 0 | 0 | 0 | 0 | 0 | 0 | 0 | 0 | 0 | 0 | 0 | 0 | 0 | 0 | 0 | 0 | 0 | 0 | 0 | 0 | 0 | 0 | 0 | 0 | 0 | 0 | 0 | 0 | 0 | 0 | 0 | 0 | 0 | 0 | 0 | 0 | 0 | 0 | 0 | 0 | 0 | 0 | 0 | 0 | 0 | 0 | 0 | 0 | 0 | 0 | 0 | 0 | 0 | 0 | 0 | 0 | 0 | 0 | 0 | 0 | 0 | 0 | 0 | 0 | 0 | 0 | 0 | 0 | 0 | 0 | 0
0
2027 | 8.2577 | 2027: 0 | 0 | 8.7205
2028 | 7.9996 | 2027: 0; 2028: 0 | 0 | 8.5781
2029 | 7.597 | 2027: 0; 2028: 0; 2029: 0 | 0 | 7.7416
2030 | 7.4114 | 2027: 0; 2028: 0; 2029: 0; 2030: 0 | 0 | 7.4475
2031 | 7.2799 | 2027: 0; 2028: 0; 2029: 0; 2030: 0; 2031: 0 | 0 | 7.289
2032 | 7.1621 | 2027: 0; 2028: 0; 2029: 0; 2030: 0; 2031: 0; 2032: 0 | 0 | 7.1643
2033 | 7.0476 | 2027: 0; 2028: 0; 2029: 0; 2030: 0; 2031: 0; 2032: 0; 2033: 0 | 0 | 7.0482
2034 | 6.934 | 2027: 0; 2028: 0; 2029: 0; 2030: 0; 2031: 0; 2032: 0; 2033: 0; 2034: 0 | 0 | 6.9341
2035 | 6.8206 | 2027: 0; 2028: 0; 2029: 0; 2030: 0; 2031: 0; 2032: 0; 2033: 0; 2034: 0; 2035: 0 | 0 | 6.8206
2036 | 6.7072 | 2027: 0; 2028: 0; 2029: 0; 2030: 0; 2031: 0; 2032: 0; 2033: 0; 2034: 0; 2035: 0; 2036: 0 | 0 | 6.7072
2037 | 6.5939 | 2027: 0; 2028: 0; 2029: 0; 2030: 0; 2031: 0; 2032: 0; 2033: 0; 2034: 0; 2035: 0; 2036: 0; 2037: 0 | 0 | 6.5939
2038 | 6.4805 | 2027: 0; 2028: 0; 2029: 0; 2030: 0; 2031: 0; 2032: 0; 2033: 0; 2034: 0; 2035: 0; 2036: 0; 2037: 0; 2038: 0 | 0 | 6.4805
2039 | 6.3672 | 2027: 0; 2028: 0; 2029: 0; 2030: 0; 2031: 0; 2032: 0; 2033: 0; 2034: 0; 2035: 0; 2036: 0; 2037: 0; 2038: 0; 2039: 0 | 0 | 6.3672
2040 | 6.2539 | 2027: 0; 2028: 0; 2029: 0; 2030: 0; 2031: 0; 2032: 0; 2033: 0; 2034: 0; 2035: 0; 2036: 0; 2037: 0; 2038: 0; 2039: 0; 2040: 0 | 0 | 6.2539
2041 | 6.1405 | 2027: 0; 2028: 0; 2029: 0; 2030: 0; 2031: 0; 2032: 0; 2033: 0; 2034: 0; 2035: 0; 2036: 0; 2037: 0; 2038: 0; 2039: 0; 2040: 0; 2041: 0 | 0 | 6.1405
2042 | 6.0272 | 2027: 0; 2028: 0; 2029: 0; 2030: 0; 2031: 0; 2032: 0; 2033: 0; 2034: 0; 2035: 0; 2036: 0; 2037: 0; 2038: 0; 2039: 0; 2040: 0; 2041: 0; 2042: 0 | 0 | 6.0272
2043 | 5.9138 | 2027: 0; 2028: 0; 2029: 0; 2030: 0; 2031: 0; 2032: 0; 2033: 0; 2034: 0; 2035: 0; 2036: 0; 2037: 0; 2038: 0; 2039: 0; 2040: 0; 2041: 0; 2042: 0; 2043: 0 | 0 | 5.9138
2044 | 5.8005 | 2027: 0; 2028: 0; 2029: 0; 2030: 0; 2031: 0; 2032: 0; 2033: 0; 2034: 0; 2035: 0; 2036: 0; 2037: 0; 2038: 0; 2039: 0; 2040: 0; 2041: 0; 2042: 0; 2043: 0; 2044: 0 | 0 | 5.8005
2045 | 5.6872 | 2027: 0; 2028: 0; 2029: 0; 2030: 0; 2031: 0; 2032: 0; 2033: 0; 2034: 0; 2035: 0; 2036: 0; 2037: 0; 2038: 0; 2039: 0; 2040: 0; 2041: 0; 2042: 0; 2043: 0; 2044: 0; 2045: 0 | 0 | 5.6872
2046 | 5.5738 | 2027: 0; 2028: 0; 2029: 0; 2030: 0; 2031: 0; 2032: 0; 2033: 0; 2034: 0; 2035: 0; 2036: 0; 2037: 0; 2038: 0; 2039: 0; 2040: 0; 2041: 0; 2042: 0; 2043: 0; 2044: 0; 2045: 0; 2046: 0 | 0 | 5.5738
2047 | 5.4605 | 2027: 0; 2028: 0; 2029: 0; 2030: 0; 2031: 0; 2032: 0; 2033: 0; 2034: 0; 2035: 0; 2036: 0; 2037: 0; 2038: 0; 2039: 0; 2040: 0; 2041: 0; 2042: 0; 2043: 0; 2044: 0; 2045: 0; 2046: 0; 2047: 0 | 0 | 5.4605
2048 | 5.3471 | 2027: 0; 2028: 0; 2029: 0; 2030: 0; 2031: 0; 2032: 0; 2033: 0; 2034: 0; 2035: 0; 2036: 0; 2037: 0; 2038: 0; 2039: 0; 2040: 0; 2041: 0; 2042: 0; 2043: 0; 2044: 0; 2045: 0; 2046: 0; 2047: 0; 2048: 0 | 0 | 5.3471
2049 | 5.2338 | 2027: 0; 2028: 0; 2029: 0; 2030: 0; 2031: 0; 2032: 0; 2033: 0; 2034: 0; 2035: 0; 2036: 0; 2037: 0; 2038: 0; 2039: 0; 2040: 0; 2041: 0; 2042: 0; 2043: 0; 2044: 0; 2045: 0; 2046: 0; 2047: 0; 2048: 0; 2049: 0 | 0 | 5.2338
2050 | 5.1205 | 2027: 0; 2028: 0; 2029: 0; 2030: 0; 2031: 0; 2032: 0; 2033: 0; 2034: 0; 2035: 0; 2036: 0; 2037: 0; 2038: 0; 2039: 0; 2040: 0; 2041: 0; 2042: 0; 2043: 0; 2044: 0; 2045: 0; 2046: 0; 2047: 0; 2048: 0; 2049: 0; 2050: 0 | 0 | 5.1205
2051 | 5.0071 | 2027: 0; 2028: 0; 2029: 0; 2030: 0; 2031: 0; 2032: 0; 2033: 0; 2034: 0; 2035: 0; 2036: 0; 2037: 0; 2038: 0; 2039: 0; 2040: 0; 2041: 0; 2042: 0; 2043: 0; 2044: 0; 2045: 0; 2046: 0; 2047: 0; 2048: 0; 2049: 0; 2050: 0; 2051: 0 | 0 | 5.0071
2052 | 4.8938 | 2027: 0; 2028: 0; 2029: 0; 2030: 0; 2031: 0; 2032: 0; 2033: 0; 2034: 0; 2035: 0; 2036: 0; 2037: 0; 2038: 0; 2039: 0; 2040: 0; 2041: 0; 2042: 0; 2043: 0; 2044: 0; 2045: 0; 2046: 0; 2047: 0; 2048: 0; 2049: 0; 2050: 0; 2051: 0; 2052: 0 | 0 | 4.8938
2053 | 4.7805 | 2027: 0; 2028: 0; 2029: 0; 2030: 0; 2031: 0; 2032: 0; 2033: 0; 2034: 0; 2035: 0; 2036: 0; 2037: 0; 2038: 0; 2039: 0; 2040: 0; 2041: 0; 2042: 0; 2043: 0; 2044: 0; 2045: 0; 2046: 0; 2047: 0; 2048: 0; 2049: 0; 2050: 0; 2051: 0; 2052: 0; 2053: 0 | 0 | 4.7805
2054 | 4.6671 | 2027: 0; 2028: 0; 2029: 0; 2030: 0; 2031: 0; 2032: 0; 2033: 0; 2034: 0; 2035: 0; 2036: 0; 2037: 0; 2038: 0; 2039: 0; 2040: 0; 2041: 0; 2042: 0; 2043: 0; 2044: 0; 2045: 0; 2046: 0; 2047: 0; 2048: 0; 2049: 0; 2050: 0; 2051: 0; 2052: 0; 2053: 0; 2054: 0 | 0 | 4.6671
2055 | 4.5538 | 2027: 0; 2028: 0; 2029: 0; 2030: 0; 2031: 0; 2032: 0; 2033: 0; 2034: 0; 2035: 0; 2036: 0; 2037: 0; 2038: 0; 2039: 0; 2040: 0; 2041: 0; 2042: 0; 2043: 0; 2044: 0; 2045: 0; 2046: 0; 2047: 0; 2048: 0; 2049: 0; 2050: 0; 2051: 0; 2052: 0; 2053: 0; 2054: 0; 2055: 0 | 0 | 4.5538
2056 | 4.4404 | 2027: 0; 2028: 0; 2029: 0; 2030: 0; 2031: 0; 2032: 0; 2033: 0; 2034: 0; 2035: 0; 2036: 0; 2037: 0; 2038: 0; 2039: 0; 2040: 0; 2041: 0; 2042: 0; 2043: 0; 2044: 0; 2045: 0; 2046: 0; 2047: 0; 2048: 0; 2049: 0; 2050: 0; 2051: 0; 2052: 0; 2053: 0; 2054: 0; 2055: 0; 2056: 0 | 0 | 4.4404
2057 | 4.3271 | 2027: 0; 2028: 0; 2029: 0; 2030: 0; 2031: 0; 2032: 0; 2033: 0; 2034: 0; 2035: 0; 2036: 0; 2037: 0; 2038: 0; 2039: 0; 2040: 0; 2041: 0; 2042: 0; 2043: 0; 2044: 0; 2045: 0; 2046: 0; 2047: 0; 2048: 0; 2049: 0; 2050: 0; 2051: 0; 2052: 0; 2053: 0; 2054: 0; 2055: 0; 2056: 0; 2057: 0 | 0 | 4.3271
2058 | 4.2138 | 2027: 0; 2028: 0; 2029: 0; 2030: 0; 2031: 0; 2032: 0; 2033: 0; 2034: 0; 2035: 0; 2036: 0; 2037: 0; 2038: 0; 2039: 0; 2040: 0; 2041: 0; 2042: 0; 2043: 0; 2044: 0; 2045: 0; 2046: 0; 2047: 0; 2048: 0; 2049: 0; 2050: 0; 2051: 0; 2052: 0; 2053: 0; 2054: 0; 2055: 0; 2056: 0; 2057: 0; 2058: 0 | 0 | 4.2138
2059 | 4.1004 | 2027: 0; 2028: 0; 2029: 0; 2030: 0; 2031: 0; 2032: 0; 2033: 0; 2034: 0; 2035: 0; 2036: 0; 2037: 0; 2038: 0; 2039: 0; 2040: 0; 2041: 0; 2042: 0; 2043: 0; 2044: 0; 2045: 0; 2046: 0; 2047: 0; 2048: 0; 2049: 0; 2050: 0; 2051: 0; 2052: 0; 2053: 0; 2054: 0; 2055: 0; 2056: 0; 2057: 0; 2058: 0; 2059: 0 | 0 | 4.1004
2060 | 3.9871 | 2027: 0; 2028: 0; 2029: 0; 2030: 0; 2031: 0; 2032: 0; 2033: 0; 2034: 0; 2035: 0; 2036: 0; 2037: 0; 2038: 0; 2039: 0; 2040: 0; 2041: 0; 2042: 0; 2043: 0; 2044: 0; 2045: 0; 2046: 0; 2047: 0; 2048: 0; 2049: 0; 2050: 0; 2051: 0; 2052: 0; 2053: 0; 2054: 0; 2055: 0; 2056: 0; 2057: 0; 2058: 0; 2059: 0; 2060: 0 | 0 | 3.9871
2061 | 3.8737 | 2027: 0; 2028: 0; 2029: 0; 2030: 0; 2031: 0; 2032: 0; 2033: 0; 2034: 0; 2035: 0; 2036: 0; 2037: 0; 2038: 0; 2039: 0; 2040: 0; 2041: 0; 2042: 0; 2043: 0; 2044: 0; 2045: 0; 2046: 0; 2047: 0; 2048: 0; 2049: 0; 2050: 0; 2051: 0; 2052: 0; 2053: 0; 2054: 0; 2055: 0; 2056: 0; 2057: 0; 2058: 0; 2059: 0; 2060: 0; 2061: 0 | 0 | 3.8737
2062 | 3.7604 | 2027: 0; 2028: 0; 2029: 0; 2030: 0; 2031: 0; 2032: 0; 2033: 0; 2034: 0; 2035: 0; 2036: 0; 2037: 0; 2038: 0; 2039: 0; 2040: 0; 2041: 0; 2042: 0; 2043: 0; 2044: 0; 2045: 0; 2046: 0; 2047: 0; 2048: 0; 2049: 0; 2050: 0; 2051: 0; 2052: 0; 2053: 0; 2054: 0; 2055: 0; 2056: 0; 2057: 0; 2058: 0; 2059: 0; 2060: 0; 2061: 0; 2062: 0 | 0 | 3.7604
2063 | 3.6471 | 2027: 0; 2028: 0; 2029: 0; 2030: 0; 2031: 0; 2032: 0; 2033: 0; 2034: 0; 2035: 0; 2036: 0; 2037: 0; 2038: 0; 2039: 0; 2040: 0; 2041: 0; 2042: 0; 2043: 0; 2044: 0; 2045: 0; 2046: 0; 2047: 0; 2048: 0; 2049: 0; 2050: 0; 2051: 0; 2052: 0; 2053: 0; 2054: 0; 2055: 0; 2056: 0; 2057: 0; 2058: 0; 2059: 0; 2060: 0; 2061: 0; 2062: 0; 2063: 0 | 0 | 3.6471
2064 | 3.5337 | 2027: 0; 2028: 0; 2029: 0; 2030: 0; 2031: 0; 2032: 0; 2033: 0; 2034: 0; 2035: 0; 2036: 0; 2037: 0; 2038: 0; 2039: 0; 2040: 0; 2041: 0; 2042: 0; 2043: 0; 2044: 0; 2045: 0; 2046: 0; 2047: 0; 2048: 0; 2049: 0; 2050: 0; 2051: 0; 2052: 0; 2053: 0; 2054: 0; 2055: 0; 2056: 0; 2057: 0; 2058: 0; 2059: 0; 2060: 0; 2061: 0; 2062: 0; 2063: 0; 2064: 0 | 0 | 3.5337
2065 | 3.4204 | 2027: 0; 2028: 0; 2029: 0; 2030: 0; 2031: 0; 2032: 0; 2033: 0; 2034: 0; 2035: 0; 2036: 0; 2037: 0; 2038: 0; 2039: 0; 2040: 0; 2041: 0; 2042: 0; 2043: 0; 2044: 0; 2045: 0; 2046: 0; 2047: 0; 2048: 0; 2049: 0; 2050: 0; 2051: 0; 2052: 0; 2053: 0; 2054: 0; 2055: 0; 2056: 0; 2057: 0; 2058: 0; 2059: 0; 2060: 0; 2061: 0; 2062: 0; 2063: 0; 2064: 0; 2065: 0 | 0 | 3.4204
2066 | 3.307 | 2027: 0; 2028: 0; 2029: 0; 2030: 0; 2031: 0; 2032: 0; 2033: 0; 2034: 0; 2035: 0; 2036: 0; 2037: 0; 2038: 0; 2039: 0; 2040: 0; 2041: 0; 2042: 0; 2043: 0; 2044: 0; 2045: 0; 2046: 0; 2047: 0; 2048: 0; 2049: 0; 2050: 0; 2051: 0; 2052: 0; 2053: 0; 2054: 0; 2055: 0; 2056: 0; 2057: 0; 2058: 0; 2059: 0; 2060: 0; 2061: 0; 2062: 0; 2063: 0; 2064: 0; 2065: 0; 2066: 0 | 0 | 3.307
2067 | 3.1937 | 2027: 0; 2028: 0; 2029: 0; 2030: 0; 2031: 0; 2032: 0; 2033: 0; 2034: 0; 2035: 0; 2036: 0; 2037: 0; 2038: 0; 2039: 0; 2040: 0; 2041: 0; 2042: 0; 2043: 0; 2044: 0; 2045: 0; 2046: 0; 2047: 0; 2048: 0; 2049: 0; 2050: 0; 2051: 0; 2052: 0; 2053: 0; 2054: 0; 2055: 0; 2056: 0; 2057: 0; 2058: 0; 2059: 0; 2060: 0; 2061: 0; 2062: 0; 2063: 0; 2064: 0; 2065: 0; 2066: 0; 2067: 0 | 0 | 3.1937
2068 | 3.0804 | 2027: 0; 2028: 0; 2029: 0; 2030: 0; 2031: 0; 2032: 0; 2033: 0; 2034: 0; 2035: 0; 2036: 0; 2037: 0; 2038: 0; 2039: 0; 2040: 0; 2041: 0; 2042: 0; 2043: 0; 2044: 0; 2045: 0; 2046: 0; 2047: 0; 2048: 0; 2049: 0; 2050: 0; 2051: 0; 2052: 0; 2053: 0; 2054: 0; 2055: 0; 2056: 0; 2057: 0; 2058: 0; 2059: 0; 2060: 0; 2061: 0; 2062: 0; 2063: 0; 2064: 0; 2065: 0; 2066: 0; 2067: 0; 2068: 0 | 0 | 3.0804
2069 | 2.967 | 2027: 0; 2028: 0; 2029: 0; 2030: 0; 2031: 0; 2032: 0; 2033: 0; 2034: 0; 2035: 0; 2036: 0; 2037: 0; 2038: 0; 2039: 0; 2040: 0; 2041: 0; 2042: 0; 2043: 0; 2044: 0; 2045: 0; 2046: 0; 2047: 0; 2048: 0; 2049: 0; 2050: 0; 2051: 0; 2052: 0; 2053: 0; 2054: 0; 2055: 0; 2056: 0; 2057: 0; 2058: 0; 2059: 0; 2060: 0; 2061: 0; 2062: 0; 2063: 0; 2064: 0; 2065: 0; 2066: 0; 2067: 0; 2068: 0; 2069: 0 | 0 | 2.967
2070 | 2.8537 | 2027: 0; 2028: 0; 2029: 0; 2030: 0; 2031: 0; 2032: 0; 2033: 0; 2034: 0; 2035: 0; 2036: 0; 2037: 0; 2038: 0; 2039: 0; 2040: 0; 2041: 0; 2042: 0; 2043: 0; 2044: 0; 2045: 0; 2046: 0; 2047: 0; 2048: 0; 2049: 0; 2050: 0; 2051: 0; 2052: 0; 2053: 0; 2054: 0; 2055: 0; 2056: 0; 2057: 0; 2058: 0; 2059: 0; 2060: 0; 2061: 0; 2062: 0; 2063: 0; 2064: 0; 2065: 0; 2066: 0; 2067: 0; 2068: 0; 2069: 0; 2070: 0 | 0 | 2.8537
2071 | 2.7404 | 2027: 0; 2028: 0; 2029: 0; 2030: 0; 2031: 0; 2032: 0; 2033: 0; 2034: 0; 2035: 0; 2036: 0; 2037: 0; 2038: 0; 2039: 0; 2040: 0; 2041: 0; 2042: 0; 2043: 0; 2044: 0; 2045: 0; 2046: 0; 2047: 0; 2048: 0; 2049: 0; 2050: 0; 2051: 0; 2052: 0; 2053: 0; 2054: 0; 2055: 0; 2056: 0; 2057: 0; 2058: 0; 2059: 0; 2060: 0; 2061: 0; 2062: 0; 2063: 0; 2064: 0; 2065: 0; 2066: 0; 2067: 0; 2068: 0; 2069: 0; 2070: 0; 2071: 0 | 0 | 2.7404
2072 | 2.627 | 2027: 0; 2028: 0; 2029: 0; 2030: 0; 2031: 0; 2032: 0; 2033: 0; 2034: 0; 2035: 0; 2036: 0; 2037: 0; 2038: 0; 2039: 0; 2040: 0; 2041: 0; 2042: 0; 2043: 0; 2044: 0; 2045: 0; 2046: 0; 2047: 0; 2048: 0; 2049: 0; 2050: 0; 2051: 0; 2052: 0; 2053: 0; 2054: 0; 2055: 0; 2056: 0; 2057: 0; 2058: 0; 2059: 0; 2060: 0; 2061: 0; 2062: 0; 2063: 0; 2064: 0; 2065: 0; 2066: 0; 2067: 0; 2068: 0; 2069: 0; 2070: 0; 2071: 0; 2072: 0 | 0 | 2.627
2073 | 2.5137 | 2027: 0; 2028: 0; 2029: 0; 2030: 0; 2031: 0; 2032: 0; 2033: 0; 2034: 0; 2035: 0; 2036: 0; 2037: 0; 2038: 0; 2039: 0; 2040: 0; 2041: 0; 2042: 0; 2043: 0; 2044: 0; 2045: 0; 2046: 0; 2047: 0; 2048: 0; 2049: 0; 2050: 0; 2051: 0; 2052: 0; 2053: 0; 2054: 0; 2055: 0; 2056: 0; 2057: 0; 2058: 0; 2059: 0; 2060: 0; 2061: 0; 2062: 0; 2063: 0; 2064: 0; 2065: 0; 2066: 0; 2067: 0; 2068: 0; 2069: 0; 2070: 0; 2071: 0; 2072: 0; 2073: 0 | 0 | 2.5137
2074 | 2.4003 | 2027: 0; 2028: 0; 2029: 0; 2030: 0; 2031: 0; 2032: 0; 2033: 0; 2034: 0; 2035: 0; 2036: 0; 2037: 0; 2038: 0; 2039: 0; 2040: 0; 2041: 0; 2042: 0; 2043: 0; 2044: 0; 2045: 0; 2046: 0; 2047: 0; 2048: 0; 2049: 0; 2050: 0; 2051: 0; 2052: 0; 2053: 0; 2054: 0; 2055: 0; 2056: 0; 2057: 0; 2058: 0; 2059: 0; 2060: 0; 2061: 0; 2062: 0; 2063: 0; 2064: 0; 2065: 0; 2066: 0; 2067: 0; 2068: 0; 2069: 0; 2070: 0; 2071: 0; 2072: 0; 2073: 0; 2074: 0 | 0 | 2.4003
2075 | 2.287 | 0 | 0 | 0 | 0 | 0 | 0 | 0 | 0 | 0 | 0 | 0 | 0 | 0 | 0 | 0 | 0 | 0 | 0 | 0 | 0 | 0 | 0 | 0 | 0 | 0 | 0 | 0 | 0 | 0 | 0 | 0 | 0 | 0 | 0 | 0 | 0 | 0 | 0 | 0 | 0 | 0 | 0 | 0 | 0 | 0 | 0 | 0 | 0 | 0 | [32 empty] | 0 | 2.287
2076 | 2.1737 | 0 | 0 | 0 | 0 | 0 | 0 | 0 | 0 | 0 | 0 | 0 | 0 | 0 | 0 | 0 | 0 | 0 | 0 | 0 | 0 | 0 | 0 | 0 | 0 | 0 | 0 | 0 | 0 | 0 | 0 | 0 | 0 | 0 | 0 | 0 | 0 | 0 | 0 | 0 | 0 | 0 | 0 | 0 | 0 | 0 | 0 | 0 | 0 | 0 | 0 | [31 empty] | 0 | 2.1737
2077 | 2.0603 | 0 | 0 | 0 | 0 | 0 | 0 | 0 | 0 | 0 | 0 | 0 | 0 | 0 | 0 | 0 | 0 | 0 | 0 | 0 | 0 | 0 | 0 | 0 | 0 | 0 | 0 | 0 | 0 | 0 | 0 | 0 | 0 | 0 | 0 | 0 | 0 | 0 | 0 | 0 | 0 | 0 | 0 | 0 | 0 | 0 | 0 | 0 | 0 | 0 | 0 | 0 | [30 empty] | 0 | 2.0603
2078 | 1.947 | 0 | 0 | 0 | 0 | 0 | 0 | 0 | 0 | 0 | 0 | 0 | 0 | 0 | 0 | 0 | 0 | 0 | 0 | 0 | 0 | 0 | 0 | 0 | 0 | 0 | 0 | 0 | 0 | 0 | 0 | 0 | 0 | 0 | 0 | 0 | 0 | 0 | 0 | 0 | 0 | 0 | 0 | 0 | 0 | 0 | 0 | 0 | 0 | 0 | 0 | 0 | 0 | [29 empty] | 0 | 1.947
2079 | 1.8336 | 0 | 0 | 0 | 0 | 0 | 0 | 0 | 0 | 0 | 0 | 0 | 0 | 0 | 0 | 0 | 0 | 0 | 0 | 0 | 0 | 0 | 0 | 0 | 0 | 0 | 0 | 0 | 0 | 0 | 0 | 0 | 0 | 0 | 0 | 0 | 0 | 0 | 0 | 0 | 0 | 0 | 0 | 0 | 0 | 0 | 0 | 0 | 0 | 0 | 0 | 0 | 0 | 0 | [28 empty] | 0 | 1.8336
2080 | 1.7203 | 0 | 0 | 0 | 0 | 0 | 0 | 0 | 0 | 0 | 0 | 0 | 0 | 0 | 0 | 0 | 0 | 0 | 0 | 0 | 0 | 0 | 0 | 0 | 0 | 0 | 0 | 0 | 0 | 0 | 0 | 0 | 0 | 0 | 0 | 0 | 0 | 0 | 0 | 0 | 0 | 0 | 0 | 0 | 0 | 0 | 0 | 0 | 0 | 0 | 0 | 0 | 0 | 0 | 0 | [27 empty] | 0 | 1.7203
2081 | 1.607 | 0 | 0 | 0 | 0 | 0 | 0 | 0 | 0 | 0 | 0 | 0 | 0 | 0 | 0 | 0 | 0 | 0 | 0 | 0 | 0 | 0 | 0 | 0 | 0 | 0 | 0 | 0 | 0 | 0 | 0 | 0 | 0 | 0 | 0 | 0 | 0 | 0 | 0 | 0 | 0 | 0 | 0 | 0 | 0 | 0 | 0 | 0 | 0 | 0 | 0 | 0 | 0 | 0 | 0 | 0 | [26 empty] | 0 | 1.607
2082 | 1.4936 | 0 | 0 | 0 | 0 | 0 | 0 | 0 | 0 | 0 | 0 | 0 | 0 | 0 | 0 | 0 | 0 | 0 | 0 | 0 | 0 | 0 | 0 | 0 | 0 | 0 | 0 | 0 | 0 | 0 | 0 | 0 | 0 | 0 | 0 | 0 | 0 | 0 | 0 | 0 | 0 | 0 | 0 | 0 | 0 | 0 | 0 | 0 | 0 | 0 | 0 | 0 | 0 | 0 | 0 | 0 | 0 | [25 empty] | 0 | 1.4936
2083 | 1.3803 | 0 | 0 | 0 | 0 | 0 | 0 | 0 | 0 | 0 | 0 | 0 | 0 | 0 | 0 | 0 | 0 | 0 | 0 | 0 | 0 | 0 | 0 | 0 | 0 | 0 | 0 | 0 | 0 | 0 | 0 | 0 | 0 | 0 | 0 | 0 | 0 | 0 | 0 | 0 | 0 | 0 | 0 | 0 | 0 | 0 | 0 | 0 | 0 | 0 | 0 | 0 | 0 | 0 | 0 | 0 | 0 | 0 | [24 empty] | 0 | 1.3803
2084 | 1.267 | 0 | 0 | 0 | 0 | 0 | 0 | 0 | 0 | 0 | 0 | 0 | 0 | 0 | 0 | 0 | 0 | 0 | 0 | 0 | 0 | 0 | 0 | 0 | 0 | 0 | 0 | 0 | 0 | 0 | 0 | 0 | 0 | 0 | 0 | 0 | 0 | 0 | 0 | 0 | 0 | 0 | 0 | 0 | 0 | 0 | 0 | 0 | 0 | 0 | 0 | 0 | 0 | 0 | 0 | 0 | 0 | 0 | 0 | [23 empty] | 0 | 1.267
2085 | 1.1536 | 0 | 0 | 0 | 0 | 0 | 0 | 0 | 0 | 0 | 0 | 0 | 0 | 0 | 0 | 0 | 0 | 0 | 0 | 0 | 0 | 0 | 0 | 0 | 0 | 0 | 0 | 0 | 0 | 0 | 0 | 0 | 0 | 0 | 0 | 0 | 0 | 0 | 0 | 0 | 0 | 0 | 0 | 0 | 0 | 0 | 0 | 0 | 0 | 0 | 0 | 0 | 0 | 0 | 0 | 0 | 0 | 0 | 0 | 0 | [22 empty] | 0 | 1.1536
2086 | 1.0403 | 0 | 0 | 0 | 0 | 0 | 0 | 0 | 0 | 0 | 0 | 0 | 0 | 0 | 0 | 0 | 0 | 0 | 0 | 0 | 0 | 0 | 0 | 0 | 0 | 0 | 0 | 0 | 0 | 0 | 0 | 0 | 0 | 0 | 0 | 0 | 0 | 0 | 0 | 0 | 0 | 0 | 0 | 0 | 0 | 0 | 0 | 0 | 0 | 0 | 0 | 0 | 0 | 0 | 0 | 0 | 0 | 0 | 0 | 0 | 0 | [21 empty] | 0 | 1.0403
2087 | 0.92693 | 0 | 0 | 0 | 0 | 0 | 0 | 0 | 0 | 0 | 0 | 0 | 0 | 0 | 0 | 0 | 0 | 0 | 0 | 0 | 0 | 0 | 0 | 0 | 0 | 0 | 0 | 0 | 0 | 0 | 0 | 0 | 0 | 0 | 0 | 0 | 0 | 0 | 0 | 0 | 0 | 0 | 0 | 0 | 0 | 0 | 0 | 0 | 0 | 0 | 0 | 0 | 0 | 0 | 0 | 0 | 0 | 0 | 0 | 0 | 0 | 0 | [20 empty] | 0 | 0.92693
2088 | 0.81359 | 0 | 0 | 0 | 0 | 0 | 0 | 0 | 0 | 0 | 0 | 0 | 0 | 0 | 0 | 0 | 0 | 0 | 0 | 0 | 0 | 0 | 0 | 0 | 0 | 0 | 0 | 0 | 0 | 0 | 0 | 0 | 0 | 0 | 0 | 0 | 0 | 0 | 0 | 0 | 0 | 0 | 0 | 0 | 0 | 0 | 0 | 0 | 0 | 0 | 0 | 0 | 0 | 0 | 0 | 0 | 0 | 0 | 0 | 0 | 0 | 0 | 0 | [19 empty] | 0 | 0.81359
2089 | 0.70026 | 0 | 0 | 0 | 0 | 0 | 0 | 0 | 0 | 0 | 0 | 0 | 0 | 0 | 0 | 0 | 0 | 0 | 0 | 0 | 0 | 0 | 0 | 0 | 0 | 0 | 0 | 0 | 0 | 0 | 0 | 0 | 0 | 0 | 0 | 0 | 0 | 0 | 0 | 0 | 0 | 0 | 0 | 0 | 0 | 0 | 0 | 0 | 0 | 0 | 0 | 0 | 0 | 0 | 0 | 0 | 0 | 0 | 0 | 0 | 0 | 0 | 0 | 0 | [18 empty] | 0 | 0.70026
2090 | 0.58692 | 0 | 0 | 0 | 0 | 0 | 0 | 0 | 0 | 0 | 0 | 0 | 0 | 0 | 0 | 0 | 0 | 0 | 0 | 0 | 0 | 0 | 0 | 0 | 0 | 0 | 0 | 0 | 0 | 0 | 0 | 0 | 0 | 0 | 0 | 0 | 0 | 0 | 0 | 0 | 0 | 0 | 0 | 0 | 0 | 0 | 0 | 0 | 0 | 0 | 0 | 0 | 0 | 0 | 0 | 0 | 0 | 0 | 0 | 0 | 0 | 0 | 0 | 0 | 0 | [17 empty] | 0 | 0.58692
2091 | 0.47358 | 0 | 0 | 0 | 0 | 0 | 0 | 0 | 0 | 0 | 0 | 0 | 0 | 0 | 0 | 0 | 0 | 0 | 0 | 0 | 0 | 0 | 0 | 0 | 0 | 0 | 0 | 0 | 0 | 0 | 0 | 0 | 0 | 0 | 0 | 0 | 0 | 0 | 0 | 0 | 0 | 0 | 0 | 0 | 0 | 0 | 0 | 0 | 0 | 0 | 0 | 0 | 0 | 0 | 0 | 0 | 0 | 0 | 0 | 0 | 0 | 0 | 0 | 0 | 0 | 0 | [16 empty] | 0 | 0.47358
2092 | 1.8149 | 0 | 0 | 0 | 0 | 0 | 0 | 0 | 0 | 0 | 0 | 0 | 0 | 0 | 0 | 0 | 0 | 0 | 0 | 0 | 0 | 0 | 0 | 0 | 0 | 0 | 0 | 0 | 0 | 0 | 0 | 0 | 0 | 0 | 0 | 0 | 0 | 0 | 0 | 0 | 0 | 0 | 0 | 0 | 0 | 0 | 0 | 0 | 0 | 0 | 0 | 0 | 0 | 0 | 0 | 0 | 0 | 0 | 0 | 0 | 0 | 0 | 0 | 0 | 0 | 0 | 0 | [15 empty] | 0 | 1.8149
2093 | 0 | 0 | 0 | 0 | 0 | 0 | 0 | 0 | 0 | 0 | 0 | 0 | 0 | 0 | 0 | 0 | 0 | 0 | 0 | 0 | 0 | 0 | 0 | 0 | 0 | 0 | 0 | 0 | 0 | 0 | 0 | 0 | 0 | 0 | 0 | 0 | 0 | 0 | 0 | 0 | 0 | 0 | 0 | 0 | 0 | 0 | 0 | 0 | 0 | 0 | 0 | 0 | 0 | 0 | 0 | 0 | 0 | 0 | 0 | 0 | 0 | 0 | 0 | 0 | 0 | 0 | 0 | 0 | [14 empty] | 0 | 0
2094 | 0 | 0 | 0 | 0 | 0 | 0 | 0 | 0 | 0 | 0 | 0 | 0 | 0 | 0 | 0 | 0 | 0 | 0 | 0 | 0 | 0 | 0 | 0 | 0 | 0 | 0 | 0 | 0 | 0 | 0 | 0 | 0 | 0 | 0 | 0 | 0 | 0 | 0 | 0 | 0 | 0 | 0 | 0 | 0 | 0 | 0 | 0 | 0 | 0 | 0 | 0 | 0 | 0 | 0 | 0 | 0 | 0 | 0 | 0 | 0 | 0 | 0 | 0 | 0 | 0 | 0 | 0 | 0 | 0 | [13 empty] | 0 | 0
2095 | 0 | 0 | 0 | 0 | 0 | 0 | 0 | 0 | 0 | 0 | 0 | 0 | 0 | 0 | 0 | 0 | 0 | 0 | 0 | 0 | 0 | 0 | 0 | 0 | 0 | 0 | 0 | 0 | 0 | 0 | 0 | 0 | 0 | 0 | 0 | 0 | 0 | 0 | 0 | 0 | 0 | 0 | 0 | 0 | 0 | 0 | 0 | 0 | 0 | 0 | 0 | 0 | 0 | 0 | 0 | 0 | 0 | 0 | 0 | 0 | 0 | 0 | 0 | 0 | 0 | 0 | 0 | 0 | 0 | 0 | [12 empty] | 0 | 0
2096 | 0 | 0 | 0 | 0 | 0 | 0 | 0 | 0 | 0 | 0 | 0 | 0 | 0 | 0 | 0 | 0 | 0 | 0 | 0 | 0 | 0 | 0 | 0 | 0 | 0 | 0 | 0 | 0 | 0 | 0 | 0 | 0 | 0 | 0 | 0 | 0 | 0 | 0 | 0 | 0 | 0 | 0 | 0 | 0 | 0 | 0 | 0 | 0 | 0 | 0 | 0 | 0 | 0 | 0 | 0 | 0 | 0 | 0 | 0 | 0 | 0 | 0 | 0 | 0 | 0 | 0 | 0 | 0 | 0 | 0 | 0 | [11 empty] | 0 | 0
2097 | 0 | 0 | 0 | 0 | 0 | 0 | 0 | 0 | 0 | 0 | 0 | 0 | 0 | 0 | 0 | 0 | 0 | 0 | 0 | 0 | 0 | 0 | 0 | 0 | 0 | 0 | 0 | 0 | 0 | 0 | 0 | 0 | 0 | 0 | 0 | 0 | 0 | 0 | 0 | 0 | 0 | 0 | 0 | 0 | 0 | 0 | 0 | 0 | 0 | 0 | 0 | 0 | 0 | 0 | 0 | 0 | 0 | 0 | 0 | 0 | 0 | 0 | 0 | 0 | 0 | 0 | 0 | 0 | 0 | 0 | 0 | 0 | [10 empty] | 0 | 0
2098 | 0 | 0 | 0 | 0 | 0 | 0 | 0 | 0 | 0 | 0 | 0 | 0 | 0 | 0 | 0 | 0 | 0 | 0 | 0 | 0 | 0 | 0 | 0 | 0 | 0 | 0 | 0 | 0 | 0 | 0 | 0 | 0 | 0 | 0 | 0 | 0 | 0 | 0 | 0 | 0 | 0 | 0 | 0 | 0 | 0 | 0 | 0 | 0 | 0 | 0 | 0 | 0 | 0 | 0 | 0 | 0 | 0 | 0 | 0 | 0 | 0 | 0 | 0 | 0 | 0 | 0 | 0 | 0 | 0 | 0 | 0 | 0 | 0 | [9 empty] | 0 | 0
2099 | 0 | 0 | 0 | 0 | 0 | 0 | 0 | 0 | 0 | 0 | 0 | 0 | 0 | 0 | 0 | 0 | 0 | 0 | 0 | 0 | 0 | 0 | 0 | 0 | 0 | 0 | 0 | 0 | 0 | 0 | 0 | 0 | 0 | 0 | 0 | 0 | 0 | 0 | 0 | 0 | 0 | 0 | 0 | 0 | 0 | 0 | 0 | 0 | 0 | 0 | 0 | 0 | 0 | 0 | 0 | 0 | 0 | 0 | 0 | 0 | 0 | 0 | 0 | 0 | 0 | 0 | 0 | 0 | 0 | 0 | 0 | 0 | 0 | 0 | [8 empty] | 0 | 0
2100 | 0 | 0 | 0 | 0 | 0 | 0 | 0 | 0 | 0 | 0 | 0 | 0 | 0 | 0 | 0 | 0 | 0 | 0 | 0 | 0 | 0 | 0 | 0 | 0 | 0 | 0 | 0 | 0 | 0 | 0 | 0 | 0 | 0 | 0 | 0 | 0 | 0 | 0 | 0 | 0 | 0 | 0 | 0 | 0 | 0 | 0 | 0 | 0 | 0 | 0 | 0 | 0 | 0 | 0 | 0 | 0 | 0 | 0 | 0 | 0 | 0 | 0 | 0 | 0 | 0 | 0 | 0 | 0 | 0 | 0 | 0 | 0 | 0 | 0 | 0 | [7 empty] | 0 | 0
2101 | 0 | 0 | 0 | 0 | 0 | 0 | 0 | 0 | 0 | 0 | 0 | 0 | 0 | 0 | 0 | 0 | 0 | 0 | 0 | 0 | 0 | 0 | 0 | 0 | 0 | 0 | 0 | 0 | 0 | 0 | 0 | 0 | 0 | 0 | 0 | 0 | 0 | 0 | 0 | 0 | 0 | 0 | 0 | 0 | 0 | 0 | 0 | 0 | 0 | 0 | 0 | 0 | 0 | 0 | 0 | 0 | 0 | 0 | 0 | 0 | 0 | 0 | 0 | 0 | 0 | 0 | 0 | 0 | 0 | 0 | 0 | 0 | 0 | 0 | 0 | 0 | [6 empty] | 0 | 0
2102 | 0 | 0 | 0 | 0 | 0 | 0 | 0 | 0 | 0 | 0 | 0 | 0 | 0 | 0 | 0 | 0 | 0 | 0 | 0 | 0 | 0 | 0 | 0 | 0 | 0 | 0 | 0 | 0 | 0 | 0 | 0 | 0 | 0 | 0 | 0 | 0 | 0 | 0 | 0 | 0 | 0 | 0 | 0 | 0 | 0 | 0 | 0 | 0 | 0 | 0 | 0 | 0 | 0 | 0 | 0 | 0 | 0 | 0 | 0 | 0 | 0 | 0 | 0 | 0 | 0 | 0 | 0 | 0 | 0 | 0 | 0 | 0 | 0 | 0 | 0 | 0 | 0 | [5 empty] | 0 | 0
2103 | 0 | 0 | 0 | 0 | 0 | 0 | 0 | 0 | 0 | 0 | 0 | 0 | 0 | 0 | 0 | 0 | 0 | 0 | 0 | 0 | 0 | 0 | 0 | 0 | 0 | 0 | 0 | 0 | 0 | 0 | 0 | 0 | 0 | 0 | 0 | 0 | 0 | 0 | 0 | 0 | 0 | 0 | 0 | 0 | 0 | 0 | 0 | 0 | 0 | 0 | 0 | 0 | 0 | 0 | 0 | 0 | 0 | 0 | 0 | 0 | 0 | 0 | 0 | 0 | 0 | 0 | 0 | 0 | 0 | 0 | 0 | 0 | 0 | 0 | 0 | 0 | 0 | 0 |  |  |  |  | 0 | 0
2104 | 0 | 0 | 0 | 0 | 0 | 0 | 0 | 0 | 0 | 0 | 0 | 0 | 0 | 0 | 0 | 0 | 0 | 0 | 0 | 0 | 0 | 0 | 0 | 0 | 0 | 0 | 0 | 0 | 0 | 0 | 0 | 0 | 0 | 0 | 0 | 0 | 0 | 0 | 0 | 0 | 0 | 0 | 0 | 0 | 0 | 0 | 0 | 0 | 0 | 0 | 0 | 0 | 0 | 0 | 0 | 0 | 0 | 0 | 0 | 0 | 0 | 0 | 0 | 0 | 0 | 0 | 0 | 0 | 0 | 0 | 0 | 0 | 0 | 0 | 0 | 0 | 0 | 0 | 0 |  |  |  | 0 | 0
2105 | 0 | 0 | 0 | 0 | 0 | 0 | 0 | 0 | 0 | 0 | 0 | 0 | 0 | 0 | 0 | 0 | 0 | 0 | 0 | 0 | 0 | 0 | 0 | 0 | 0 | 0 | 0 | 0 | 0 | 0 | 0 | 0 | 0 | 0 | 0 | 0 | 0 | 0 | 0 | 0 | 0 | 0 | 0 | 0 | 0 | 0 | 0 | 0 | 0 | 0 | 0 | 0 | 0 | 0 | 0 | 0 | 0 | 0 | 0 | 0 | 0 | 0 | 0 | 0 | 0 | 0 | 0 | 0 | 0 | 0 | 0 | 0 | 0 | 0 | 0 | 0 | 0 | 0 | 0 | 0 |  |  | 0 | 0
2106 | 0 | 0 | 0 | 0 | 0 | 0 | 0 | 0 | 0 | 0 | 0 | 0 | 0 | 0 | 0 | 0 | 0 | 0 | 0 | 0 | 0 | 0 | 0 | 0 | 0 | 0 | 0 | 0 | 0 | 0 | 0 | 0 | 0 | 0 | 0 | 0 | 0 | 0 | 0 | 0 | 0 | 0 | 0 | 0 | 0 | 0 | 0 | 0 | 0 | 0 | 0 | 0 | 0 | 0 | 0 | 0 | 0 | 0 | 0 | 0 | 0 | 0 | 0 | 0 | 0 | 0 | 0 | 0 | 0 | 0 | 0 | 0 | 0 | 0 | 0 | 0 | 0 | 0 | 0 | 0 | 0 |  | 0 | 0
2107 | 0 | 0 | 0 | 0 | 0 | 0 | 0 | 0 | 0 | 0 | 0 | 0 | 0 | 0 | 0 | 0 | 0 | 0 | 0 | 0 | 0 | 0 | 0 | 0 | 0 | 0 | 0 | 0 | 0 | 0 | 0 | 0 | 0 | 0 | 0 | 0 | 0 | 0 | 0 | 0 | 0 | 0 | 0 | 0 | 0 | 0 | 0 | 0 | 0 | 0 | 0 | 0 | 0 | 0 | 0 | 0 | 0 | 0 | 0 | 0 | 0 | 0 | 0 | 0 | 0 | 0 | 0 | 0 | 0 | 0 | 0 | 0 | 0 | 0 | 0 | 0 | 0 | 0 | 0 | 0 | 0 | 0 | 0 | 0
Total | 269.3868 | 0 | 0 | 0 | 0 | 0 | 0 | 0 | 0 | 0 | 0 | 0 | 0 | 0 | 0 | 0 | 0 | 0 | 0 | 0 | 0 | 0 | 0 | 0 | 0 | 0 | 0 | 0 | 0 | 0 | 0 | 0 | 0 | 0 | 0 | 0 | 0 | 0 | 0 | 0 | 0 | 0 | 0 | 0 | 0 | 0 | 0 | 0 | 0 | 0 | 0 | 0 | 0 | 0 | 0 | 0 | 0 | 0 | 0 | 0 | 0 | 0 | 0 | 0 | 0 | 0 | 0 | 0 | 0 | 0 | 0 | 0 | 0 | 0 | 0 | 0 | 0 | 0 | 0 | 0 | 0 | 0 | 0 | 0
0
SUNCOST |  | 0 | 0 | 0 | 0 | 0 | 0 | 0 | 0 | 0 | 0 | 0 | 0 | 0 | 0 | 0 | 0 | 0 | 0 | 0 | 0 | 0 | 0 | 0 | 0 | 0 | 0 | 0 | 0 | 0 | 0 | 0 | 0 | 0 | 0 | 0 | 0 | 0 | 0 | 0 | 0 | 0 | 0 | 0 | 0 | 0 | 0 | 0 | 0 | 0 | 0 | 0 | 0 | 0 | 0 | 0 | 0 | 0 | 0 | 0 | 0 | 0 | 0 | 0 | 0 | 0 | 0 | 0 | 0 | 0 | 0 | 0 | 0 | 0 | 0 | 0 | 0 | 0 | 0 | 0 | 0 | 0 |  | 0
NPV SUNK COST | [83 empty] | 0
2027 | 0 | 0 | 0 | 0 | 0 | 0 | 0 | 0 | 0 | 0 | 0 | 0 | 0 | 0 | 0 | 0 | 0 | 0 | 0 | 0 | 0 | 0 | 0 | 0 | 0 | 0 | 0 | 0 | 0 | 0 | 0 | 0 | 0 | 0 | 0 | 0 | 0 | 0 | 0 | 0 | 0 | 0 | 0 | 0 | 0 | 0 | 0 | 0 | 0 | 0 | 0 | 0 | 0 | 0 | 0 | 0 | 0 | 0 | 0 | 0 | 0 | 0 | 0 | 0 | 0 | 0 | 0 | 0 | 0 | 0 | 0 | 0 | 0 | 0 | 0 | 0 | 0 | 0 | 0 | 0 | 0 | 0 | 0 | 0
2028 | 0 | 0 | 0 | 0 | 0 | 0 | 0 | 0 | 0 | 0 | 0 | 0 | 0 | 0 | 0 | 0 | 0 | 0 | 0 | 0 | 0 | 0 | 0 | 0 | 0 | 0 | 0 | 0 | 0 | 0 | 0 | 0 | 0 | 0 | 0 | 0 | 0 | 0 | 0 | 0 | 0 | 0 | 0 | 0 | 0 | 0 | 0 | 0 | 0 | 0 | 0 | 0 | 0 | 0 | 0 | 0 | 0 | 0 | 0 | 0 | 0 | 0 | 0 | 0 | 0 | 0 | 0 | 0 | 0 | 0 | 0 | 0 | 0 | 0 | 0 | 0 | 0 | 0 | 0 | 0 | 0 | 0 | 0 | 0
2029 | 0 | 0 | 0 | 0 | 0 | 0 | 0 | 0 | 0 | 0 | 0 | 0 | 0 | 0 | 0 | 0 | 0 | 0 | 0 | 0 | 0 | 0 | 0 | 0 | 0 | 0 | 0 | 0 | 0 | 0 | 0 | 0 | 0 | 0 | 0 | 0 | 0 | 0 | 0 | 0 | 0 | 0 | 0 | 0 | 0 | 0 | 0 | 0 | 0 | 0 | 0 | 0 | 0 | 0 | 0 | 0 | 0 | 0 | 0 | 0 | 0 | 0 | 0 | 0 | 0 | 0 | 0 | 0 | 0 | 0 | 0 | 0 | 0 | 0 | 0 | 0 | 0 | 0 | 0 | 0 | 0 | 0 | 0 | 0
2030 | 0 | 0 | 0 | 0 | 0 | 0 | 0 | 0 | 0 | 0 | 0 | 0 | 0 | 0 | 0 | 0 | 0 | 0 | 0 | 0 | 0 | 0 | 0 | 0 | 0 | 0 | 0 | 0 | 0 | 0 | 0 | 0 | 0 | 0 | 0 | 0 | 0 | 0 | 0 | 0 | 0 | 0 | 0 | 0 | 0 | 0 | 0 | 0 | 0 | 0 | 0 | 0 | 0 | 0 | 0 | 0 | 0 | 0 | 0 | 0 | 0 | 0 | 0 | 0 | 0 | 0 | 0 | 0 | 0 | 0 | 0 | 0 | 0 | 0 | 0 | 0 | 0 | 0 | 0 | 0 | 0 | 0 | 0 | 0
2031 | 0 | 0 | 0 | 0 | 0 | 0 | 0 | 0 | 0 | 0 | 0 | 0 | 0 | 0 | 0 | 0 | 0 | 0 | 0 | 0 | 0 | 0 | 0 | 0 | 0 | 0 | 0 | 0 | 0 | 0 | 0 | 0 | 0 | 0 | 0 | 0 | 0 | 0 | 0 | 0 | 0 | 0 | 0 | 0 | 0 | 0 | 0 | 0 | 0 | 0 | 0 | 0 | 0 | 0 | 0 | 0 | 0 | 0 | 0 | 0 | 0 | 0 | 0 | 0 | 0 | 0 | 0 | 0 | 0 | 0 | 0 | 0 | 0 | 0 | 0 | 0 | 0 | 0 | 0 | 0 | 0 | 0 | 0 | 0
2032 | 0 | 0 | 0 | 0 | 0 | 0 | 0 | 0 | 0 | 0 | 0 | 0 | 0 | 0 | 0 | 0 | 0 | 0 | 0 | 0 | 0 | 0 | 0 | 0 | 0 | 0 | 0 | 0 | 0 | 0 | 0 | 0 | 0 | 0 | 0 | 0 | 0 | 0 | 0 | 0 | 0 | 0 | 0 | 0 | 0 | 0 | 0 | 0 | 0 | 0 | 0 | 0 | 0 | 0 | 0 | 0 | 0 | 0 | 0 | 0 | 0 | 0 | 0 | 0 | 0 | 0 | 0 | 0 | 0 | 0 | 0 | 0 | 0 | 0 | 0 | 0 | 0 | 0 | 0 | 0 | 0 | 0 | 0 | 0
2033 | 0 | 0 | 0 | 0 | 0 | 0 | 0 | 0 | 0 | 0 | 0 | 0 | 0 | 0 | 0 | 0 | 0 | 0 | 0 | 0 | 0 | 0 | 0 | 0 | 0 | 0 | 0 | 0 | 0 | 0 | 0 | 0 | 0 | 0 | 0 | 0 | 0 | 0 | 0 | 0 | 0 | 0 | 0 | 0 | 0 | 0 | 0 | 0 | 0 | 0 | 0 | 0 | 0 | 0 | 0 | 0 | 0 | 0 | 0 | 0 | 0 | 0 | 0 | 0 | 0 | 0 | 0 | 0 | 0 | 0 | 0 | 0 | 0 | 0 | 0 | 0 | 0 | 0 | 0 | 0 | 0 | 0 | 0 | 0
2034 | 0 | 0 | 0 | 0 | 0 | 0 | 0 | 0 | 0 | 0 | 0 | 0 | 0 | 0 | 0 | 0 | 0 | 0 | 0 | 0 | 0 | 0 | 0 | 0 | 0 | 0 | 0 | 0 | 0 | 0 | 0 | 0 | 0 | 0 | 0 | 0 | 0 | 0 | 0 | 0 | 0 | 0 | 0 | 0 | 0 | 0 | 0 | 0 | 0 | 0 | 0 | 0 | 0 | 0 | 0 | 0 | 0 | 0 | 0 | 0 | 0 | 0 | 0 | 0 | 0 | 0 | 0 | 0 | 0 | 0 | 0 | 0 | 0 | 0 | 0 | 0 | 0 | 0 | 0 | 0 | 0 | 0 | 0 | 0
2035 | 0 | 0 | 0 | 0 | 0 | 0 | 0 | 0 | 0 | 0 | 0 | 0 | 0 | 0 | 0 | 0 | 0 | 0 | 0 | 0 | 0 | 0 | 0 | 0 | 0 | 0 | 0 | 0 | 0 | 0 | 0 | 0 | 0 | 0 | 0 | 0 | 0 | 0 | 0 | 0 | 0 | 0 | 0 | 0 | 0 | 0 | 0 | 0 | 0 | 0 | 0 | 0 | 0 | 0 | 0 | 0 | 0 | 0 | 0 | 0 | 0 | 0 | 0 | 0 | 0 | 0 | 0 | 0 | 0 | 0 | 0 | 0 | 0 | 0 | 0 | 0 | 0 | 0 | 0 | 0 | 0 | 0 | 0 | 0
2036 | 0 | 0 | 0 | 0 | 0 | 0 | 0 | 0 | 0 | 0 | 0 | 0 | 0 | 0 | 0 | 0 | 0 | 0 | 0 | 0 | 0 | 0 | 0 | 0 | 0 | 0 | 0 | 0 | 0 | 0 | 0 | 0 | 0 | 0 | 0 | 0 | 0 | 0 | 0 | 0 | 0 | 0 | 0 | 0 | 0 | 0 | 0 | 0 | 0 | 0 | 0 | 0 | 0 | 0 | 0 | 0 | 0 | 0 | 0 | 0 | 0 | 0 | 0 | 0 | 0 | 0 | 0 | 0 | 0 | 0 | 0 | 0 | 0 | 0 | 0 | 0 | 0 | 0 | 0 | 0 | 0 | 0 | 0 | 0
2037 | 0 | 0 | 0 | 0 | 0 | 0 | 0 | 0 | 0 | 0 | 0 | 0 | 0 | 0 | 0 | 0 | 0 | 0 | 0 | 0 | 0 | 0 | 0 | 0 | 0 | 0 | 0 | 0 | 0 | 0 | 0 | 0 | 0 | 0 | 0 | 0 | 0 | 0 | 0 | 0 | 0 | 0 | 0 | 0 | 0 | 0 | 0 | 0 | 0 | 0 | 0 | 0 | 0 | 0 | 0 | 0 | 0 | 0 | 0 | 0 | 0 | 0 | 0 | 0 | 0 | 0 | 0 | 0 | 0 | 0 | 0 | 0 | 0 | 0 | 0 | 0 | 0 | 0 | 0 | 0 | 0 | 0 | 0 | 0
2038 | 0 | 0 | 0 | 0 | 0 | 0 | 0 | 0 | 0 | 0 | 0 | 0 | 0 | 0 | 0 | 0 | 0 | 0 | 0 | 0 | 0 | 0 | 0 | 0 | 0 | 0 | 0 | 0 | 0 | 0 | 0 | 0 | 0 | 0 | 0 | 0 | 0 | 0 | 0 | 0 | 0 | 0 | 0 | 0 | 0 | 0 | 0 | 0 | 0 | 0 | 0 | 0 | 0 | 0 | 0 | 0 | 0 | 0 | 0 | 0 | 0 | 0 | 0 | 0 | 0 | 0 | 0 | 0 | 0 | 0 | 0 | 0 | 0 | 0 | 0 | 0 | 0 | 0 | 0 | 0 | 0 | 0 | 0 | 0
2039 | 0 | 0 | 0 | 0 | 0 | 0 | 0 | 0 | 0 | 0 | 0 | 0 | 0 | 0 | 0 | 0 | 0 | 0 | 0 | 0 | 0 | 0 | 0 | 0 | 0 | 0 | 0 | 0 | 0 | 0 | 0 | 0 | 0 | 0 | 0 | 0 | 0 | 0 | 0 | 0 | 0 | 0 | 0 | 0 | 0 | 0 | 0 | 0 | 0 | 0 | 0 | 0 | 0 | 0 | 0 | 0 | 0 | 0 | 0 | 0 | 0 | 0 | 0 | 0 | 0 | 0 | 0 | 0 | 0 | 0 | 0 | 0 | 0 | 0 | 0 | 0 | 0 | 0 | 0 | 0 | 0 | 0 | 0 | 0
2040 | 0 | 0 | 0 | 0 | 0 | 0 | 0 | 0 | 0 | 0 | 0 | 0 | 0 | 0 | 0 | 0 | 0 | 0 | 0 | 0 | 0 | 0 | 0 | 0 | 0 | 0 | 0 | 0 | 0 | 0 | 0 | 0 | 0 | 0 | 0 | 0 | 0 | 0 | 0 | 0 | 0 | 0 | 0 | 0 | 0 | 0 | 0 | 0 | 0 | 0 | 0 | 0 | 0 | 0 | 0 | 0 | 0 | 0 | 0 | 0 | 0 | 0 | 0 | 0 | 0 | 0 | 0 | 0 | 0 | 0 | 0 | 0 | 0 | 0 | 0 | 0 | 0 | 0 | 0 | 0 | 0 | 0 | 0 | 0
2041 |  | 0 | 0 | 0 | 0 | 0 | 0 | 0 | 0 | 0 | 0 | 0 | 0 | 0 | 0 | 0 | 0 | 0 | 0 | 0 | 0 | 0 | 0 | 0 | 0 | 0 | 0 | 0 | 0 | 0 | 0 | 0 | 0 | 0 | 0 | 0 | 0 | 0 | 0 | 0 | 0 | 0 | 0 | 0 | 0 | 0 | 0 | 0 | 0 | 0 | 0 | 0 | 0 | 0 | 0 | 0 | 0 | 0 | 0 | 0 | 0 | 0 | 0 | 0 | 0 | 0 | 0 | 0 | 0 | 0 | 0 | 0 | 0 | 0 | 0 | 0 | 0 | 0 | 0 | 0 | 0 | 0 | 0
2042 |  | 0 | 0 | 0 | 0 | 0 | 0 | 0 | 0 | 0 | 0 | 0 | 0 | 0 | 0 | 0 | 0 | 0 | 0 | 0 | 0 | 0 | 0 | 0 | 0 | 0 | 0 | 0 | 0 | 0 | 0 | 0 | 0 | 0 | 0 | 0 | 0 | 0 | 0 | 0 | 0 | 0 | 0 | 0 | 0 | 0 | 0 | 0 | 0 | 0 | 0 | 0 | 0 | 0 | 0 | 0 | 0 | 0 | 0 | 0 | 0 | 0 | 0 | 0 | 0 | 0 | 0 | 0 | 0 | 0 | 0 | 0 | 0 | 0 | 0 | 0 | 0 | 0 | 0 | 0 | 0 | 0 | 0
2043 |  | 0 | 0 | 0 | 0 | 0 | 0 | 0 | 0 | 0 | 0 | 0 | 0 | 0 | 0 | 0 | 0 | 0 | 0 | 0 | 0 | 0 | 0 | 0 | 0 | 0 | 0 | 0 | 0 | 0 | 0 | 0 | 0 | 0 | 0 | 0 | 0 | 0 | 0 | 0 | 0 | 0 | 0 | 0 | 0 | 0 | 0 | 0 | 0 | 0 | 0 | 0 | 0 | 0 | 0 | 0 | 0 | 0 | 0 | 0 | 0 | 0 | 0 | 0 | 0 | 0 | 0 | 0 | 0 | 0 | 0 | 0 | 0 | 0 | 0 | 0 | 0 | 0 | 0 | 0 | 0 | 0 | 0
2044 |  | 0 | 0 | 0 | 0 | 0 | 0 | 0 | 0 | 0 | 0 | 0 | 0 | 0 | 0 | 0 | 0 | 0 | 0 | 0 | 0 | 0 | 0 | 0 | 0 | 0 | 0 | 0 | 0 | 0 | 0 | 0 | 0 | 0 | 0 | 0 | 0 | 0 | 0 | 0 | 0 | 0 | 0 | 0 | 0 | 0 | 0 | 0 | 0 | 0 | 0 | 0 | 0 | 0 | 0 | 0 | 0 | 0 | 0 | 0 | 0 | 0 | 0 | 0 | 0 | 0 | 0 | 0 | 0 | 0 | 0 | 0 | 0 | 0 | 0 | 0 | 0 | 0 | 0 | 0 | 0 | 0 | 0
2045 |  | 0 | 0 | 0 | 0 | 0 | 0 | 0 | 0 | 0 | 0 | 0 | 0 | 0 | 0 | 0 | 0 | 0 | 0 | 0 | 0 | 0 | 0 | 0 | 0 | 0 | 0 | 0 | 0 | 0 | 0 | 0 | 0 | 0 | 0 | 0 | 0 | 0 | 0 | 0 | 0 | 0 | 0 | 0 | 0 | 0 | 0 | 0 | 0 | 0 | 0 | 0 | 0 | 0 | 0 | 0 | 0 | 0 | 0 | 0 | 0 | 0 | 0 | 0 | 0 | 0 | 0 | 0 | 0 | 0 | 0 | 0 | 0 | 0 | 0 | 0 | 0 | 0 | 0 | 0 | 0 | 0 | 0
2046 |  | 0 | 0 | 0 | 0 | 0 | 0 | 0 | 0 | 0 | 0 | 0 | 0 | 0 | 0 | 0 | 0 | 0 | 0 | 0 | 0 | 0 | 0 | 0 | 0 | 0 | 0 | 0 | 0 | 0 | 0 | 0 | 0 | 0 | 0 | 0 | 0 | 0 | 0 | 0 | 0 | 0 | 0 | 0 | 0 | 0 | 0 | 0 | 0 | 0 | 0 | 0 | 0 | 0 | 0 | 0 | 0 | 0 | 0 | 0 | 0 | 0 | 0 | 0 | 0 | 0 | 0 | 0 | 0 | 0 | 0 | 0 | 0 | 0 | 0 | 0 | 0 | 0 | 0 | 0 | 0 | 0 | 0
2047 |  | 0 | 0 | 0 | 0 | 0 | 0 | 0 | 0 | 0 | 0 | 0 | 0 | 0 | 0 | 0 | 0 | 0 | 0 | 0 | 0 | 0 | 0 | 0 | 0 | 0 | 0 | 0 | 0 | 0 | 0 | 0 | 0 | 0 | 0 | 0 | 0 | 0 | 0 | 0 | 0 | 0 | 0 | 0 | 0 | 0 | 0 | 0 | 0 | 0 | 0 | 0 | 0 | 0 | 0 | 0 | 0 | 0 | 0 | 0 | 0 | 0 | 0 | 0 | 0 | 0 | 0 | 0 | 0 | 0 | 0 | 0 | 0 | 0 | 0 | 0 | 0 | 0 | 0 | 0 | 0 | 0 | 0
2048 |  | 0 | 0 | 0 | 0 | 0 | 0 | 0 | 0 | 0 | 0 | 0 | 0 | 0 | 0 | 0 | 0 | 0 | 0 | 0 | 0 | 0 | 0 | 0 | 0 | 0 | 0 | 0 | 0 | 0 | 0 | 0 | 0 | 0 | 0 | 0 | 0 | 0 | 0 | 0 | 0 | 0 | 0 | 0 | 0 | 0 | 0 | 0 | 0 | 0 | 0 | 0 | 0 | 0 | 0 | 0 | 0 | 0 | 0 | 0 | 0 | 0 | 0 | 0 | 0 | 0 | 0 | 0 | 0 | 0 | 0 | 0 | 0 | 0 | 0 | 0 | 0 | 0 | 0 | 0 | 0 | 0 | 0
2049 |  | 0 | 0 | 0 | 0 | 0 | 0 | 0 | 0 | 0 | 0 | 0 | 0 | 0 | 0 | 0 | 0 | 0 | 0 | 0 | 0 | 0 | 0 | 0 | 0 | 0 | 0 | 0 | 0 | 0 | 0 | 0 | 0 | 0 | 0 | 0 | 0 | 0 | 0 | 0 | 0 | 0 | 0 | 0 | 0 | 0 | 0 | 0 | 0 | 0 | 0 | 0 | 0 | 0 | 0 | 0 | 0 | 0 | 0 | 0 | 0 | 0 | 0 | 0 | 0 | 0 | 0 | 0 | 0 | 0 | 0 | 0 | 0 | 0 | 0 | 0 | 0 | 0 | 0 | 0 | 0 | 0 | 0
2050 |  | 0 | 0 | 0 | 0 | 0 | 0 | 0 | 0 | 0 | 0 | 0 | 0 | 0 | 0 | 0 | 0 | 0 | 0 | 0 | 0 | 0 | 0 | 0 | 0 | 0 | 0 | 0 | 0 | 0 | 0 | 0 | 0 | 0 | 0 | 0 | 0 | 0 | 0 | 0 | 0 | 0 | 0 | 0 | 0 | 0 | 0 | 0 | 0 | 0 | 0 | 0 | 0 | 0 | 0 | 0 | 0 | 0 | 0 | 0 | 0 | 0 | 0 | 0 | 0 | 0 | 0 | 0 | 0 | 0 | 0 | 0 | 0 | 0 | 0 | 0 | 0 | 0 | 0 | 0 | 0 | 0 | 0
2051 |  | 0 | 0 | 0 | 0 | 0 | 0 | 0 | 0 | 0 | 0 | 0 | 0 | 0 | 0 | 0 | 0 | 0 | 0 | 0 | 0 | 0 | 0 | 0 | 0 | 0 | 0 | 0 | 0 | 0 | 0 | 0 | 0 | 0 | 0 | 0 | 0 | 0 | 0 | 0 | 0 | 0 | 0 | 0 | 0 | 0 | 0 | 0 | 0 | 0 | 0 | 0 | 0 | 0 | 0 | 0 | 0 | 0 | 0 | 0 | 0 | 0 | 0 | 0 | 0 | 0 | 0 | 0 | 0 | 0 | 0 | 0 | 0 | 0 | 0 | 0 | 0 | 0 | 0 | 0 | 0 | 0 | 0
2052 |  | 0 | 0 | 0 | 0 | 0 | 0 | 0 | 0 | 0 | 0 | 0 | 0 | 0 | 0 | 0 | 0 | 0 | 0 | 0 | 0 | 0 | 0 | 0 | 0 | 0 | 0 | 0 | 0 | 0 | 0 | 0 | 0 | 0 | 0 | 0 | 0 | 0 | 0 | 0 | 0 | 0 | 0 | 0 | 0 | 0 | 0 | 0 | 0 | 0 | 0 | 0 | 0 | 0 | 0 | 0 | 0 | 0 | 0 | 0 | 0 | 0 | 0 | 0 | 0 | 0 | 0 | 0 | 0 | 0 | 0 | 0 | 0 | 0 | 0 | 0 | 0 | 0 | 0 | 0 | 0 | 0 | 0
2053 |  | 0 | 0 | 0 | 0 | 0 | 0 | 0 | 0 | 0 | 0 | 0 | 0 | 0 | 0 | 0 | 0 | 0 | 0 | 0 | 0 | 0 | 0 | 0 | 0 | 0 | 0 | 0 | 0 | 0 | 0 | 0 | 0 | 0 | 0 | 0 | 0 | 0 | 0 | 0 | 0 | 0 | 0 | 0 | 0 | 0 | 0 | 0 | 0 | 0 | 0 | 0 | 0 | 0 | 0 | 0 | 0 | 0 | 0 | 0 | 0 | 0 | 0 | 0 | 0 | 0 | 0 | 0 | 0 | 0 | 0 | 0 | 0 | 0 | 0 | 0 | 0 | 0 | 0 | 0 | 0 | 0 | 0
2054 |  | 0 | 0 | 0 | 0 | 0 | 0 | 0 | 0 | 0 | 0 | 0 | 0 | 0 | 0 | 0 | 0 | 0 | 0 | 0 | 0 | 0 | 0 | 0 | 0 | 0 | 0 | 0 | 0 | 0 | 0 | 0 | 0 | 0 | 0 | 0 | 0 | 0 | 0 | 0 | 0 | 0 | 0 | 0 | 0 | 0 | 0 | 0 | 0 | 0 | 0 | 0 | 0 | 0 | 0 | 0 | 0 | 0 | 0 | 0 | 0 | 0 | 0 | 0 | 0 | 0 | 0 | 0 | 0 | 0 | 0 | 0 | 0 | 0 | 0 | 0 | 0 | 0 | 0 | 0 | 0 | 0 | 0
2055 |  | 0 | 0 | 0 | 0 | 0 | 0 | 0 | 0 | 0 | 0 | 0 | 0 | 0 | 0 | 0 | 0 | 0 | 0 | 0 | 0 | 0 | 0 | 0 | 0 | 0 | 0 | 0 | 0 | 0 | 0 | 0 | 0 | 0 | 0 | 0 | 0 | 0 | 0 | 0 | 0 | 0 | 0 | 0 | 0 | 0 | 0 | 0 | 0 | 0 | 0 | 0 | 0 | 0 | 0 | 0 | 0 | 0 | 0 | 0 | 0 | 0 | 0 | 0 | 0 | 0 | 0 | 0 | 0 | 0 | 0 | 0 | 0 | 0 | 0 | 0 | 0 | 0 | 0 | 0 | 0 | 0 | 0
2056 |  | 0 | 0 | 0 | 0 | 0 | 0 | 0 | 0 | 0 | 0 | 0 | 0 | 0 | 0 | 0 | 0 | 0 | 0 | 0 | 0 | 0 | 0 | 0 | 0 | 0 | 0 | 0 | 0 | 0 | 0 | 0 | 0 | 0 | 0 | 0 | 0 | 0 | 0 | 0 | 0 | 0 | 0 | 0 | 0 | 0 | 0 | 0 | 0 | 0 | 0 | 0 | 0 | 0 | 0 | 0 | 0 | 0 | 0 | 0 | 0 | 0 | 0 | 0 | 0 | 0 | 0 | 0 | 0 | 0 | 0 | 0 | 0 | 0 | 0 | 0 | 0 | 0 | 0 | 0 | 0 | 0 | 0
2057 |  | 0 | 0 | 0 | 0 | 0 | 0 | 0 | 0 | 0 | 0 | 0 | 0 | 0 | 0 | 0 | 0 | 0 | 0 | 0 | 0 | 0 | 0 | 0 | 0 | 0 | 0 | 0 | 0 | 0 | 0 | 0 | 0 | 0 | 0 | 0 | 0 | 0 | 0 | 0 | 0 | 0 | 0 | 0 | 0 | 0 | 0 | 0 | 0 | 0 | 0 | 0 | 0 | 0 | 0 | 0 | 0 | 0 | 0 | 0 | 0 | 0 | 0 | 0 | 0 | 0 | 0 | 0 | 0 | 0 | 0 | 0 | 0 | 0 | 0 | 0 | 0 | 0 | 0 | 0 | 0 | 0 | 0
2058 |  | 0 | 0 | 0 | 0 | 0 | 0 | 0 | 0 | 0 | 0 | 0 | 0 | 0 | 0 | 0 | 0 | 0 | 0 | 0 | 0 | 0 | 0 | 0 | 0 | 0 | 0 | 0 | 0 | 0 | 0 | 0 | 0 | 0 | 0 | 0 | 0 | 0 | 0 | 0 | 0 | 0 | 0 | 0 | 0 | 0 | 0 | 0 | 0 | 0 | 0 | 0 | 0 | 0 | 0 | 0 | 0 | 0 | 0 | 0 | 0 | 0 | 0 | 0 | 0 | 0 | 0 | 0 | 0 | 0 | 0 | 0 | 0 | 0 | 0 | 0 | 0 | 0 | 0 | 0 | 0 | 0 | 0
2059 |  | 0 | 0 | 0 | 0 | 0 | 0 | 0 | 0 | 0 | 0 | 0 | 0 | 0 | 0 | 0 | 0 | 0 | 0 | 0 | 0 | 0 | 0 | 0 | 0 | 0 | 0 | 0 | 0 | 0 | 0 | 0 | 0 | 0 | 0 | 0 | 0 | 0 | 0 | 0 | 0 | 0 | 0 | 0 | 0 | 0 | 0 | 0 | 0 | 0 | 0 | 0 | 0 | 0 | 0 | 0 | 0 | 0 | 0 | 0 | 0 | 0 | 0 | 0 | 0 | 0 | 0 | 0 | 0 | 0 | 0 | 0 | 0 | 0 | 0 | 0 | 0 | 0 | 0 | 0 | 0 | 0 | 0
2060 |  | 0 | 0 | 0 | 0 | 0 | 0 | 0 | 0 | 0 | 0 | 0 | 0 | 0 | 0 | 0 | 0 | 0 | 0 | 0 | 0 | 0 | 0 | 0 | 0 | 0 | 0 | 0 | 0 | 0 | 0 | 0 | 0 | 0 | 0 | 0 | 0 | 0 | 0 | 0 | 0 | 0 | 0 | 0 | 0 | 0 | 0 | 0 | 0 | 0 | 0 | 0 | 0 | 0 | 0 | 0 | 0 | 0 | 0 | 0 | 0 | 0 | 0 | 0 | 0 | 0 | 0 | 0 | 0 | 0 | 0 | 0 | 0 | 0 | 0 | 0 | 0 | 0 | 0 | 0 | 0 | 0 | 0
2061 |  | 0 | 0 | 0 | 0 | 0 | 0 | 0 | 0 | 0 | 0 | 0 | 0 | 0 | 0 | 0 | 0 | 0 | 0 | 0 | 0 | 0 | 0 | 0 | 0 | 0 | 0 | 0 | 0 | 0 | 0 | 0 | 0 | 0 | 0 | 0 | 0 | 0 | 0 | 0 | 0 | 0 | 0 | 0 | 0 | 0 | 0 | 0 | 0 | 0 | 0 | 0 | 0 | 0 | 0 | 0 | 0 | 0 | 0 | 0 | 0 | 0 | 0 | 0 | 0 | 0 | 0 | 0 | 0 | 0 | 0 | 0 | 0 | 0 | 0 | 0 | 0 | 0 | 0 | 0 | 0 | 0 | 0
2062 |  | 0 | 0 | 0 | 0 | 0 | 0 | 0 | 0 | 0 | 0 | 0 | 0 | 0 | 0 | 0 | 0 | 0 | 0 | 0 | 0 | 0 | 0 | 0 | 0 | 0 | 0 | 0 | 0 | 0 | 0 | 0 | 0 | 0 | 0 | 0 | 0 | 0 | 0 | 0 | 0 | 0 | 0 | 0 | 0 | 0 | 0 | 0 | 0 | 0 | 0 | 0 | 0 | 0 | 0 | 0 | 0 | 0 | 0 | 0 | 0 | 0 | 0 | 0 | 0 | 0 | 0 | 0 | 0 | 0 | 0 | 0 | 0 | 0 | 0 | 0 | 0 | 0 | 0 | 0 | 0 | 0 | 0
2063 |  | 0 | 0 | 0 | 0 | 0 | 0 | 0 | 0 | 0 | 0 | 0 | 0 | 0 | 0 | 0 | 0 | 0 | 0 | 0 | 0 | 0 | 0 | 0 | 0 | 0 | 0 | 0 | 0 | 0 | 0 | 0 | 0 | 0 | 0 | 0 | 0 | 0 | 0 | 0 | 0 | 0 | 0 | 0 | 0 | 0 | 0 | 0 | 0 | 0 | 0 | 0 | 0 | 0 | 0 | 0 | 0 | 0 | 0 | 0 | 0 | 0 | 0 | 0 | 0 | 0 | 0 | 0 | 0 | 0 | 0 | 0 | 0 | 0 | 0 | 0 | 0 | 0 | 0 | 0 | 0 | 0 | 0
2064 |  | 0 | 0 | 0 | 0 | 0 | 0 | 0 | 0 | 0 | 0 | 0 | 0 | 0 | 0 | 0 | 0 | 0 | 0 | 0 | 0 | 0 | 0 | 0 | 0 | 0 | 0 | 0 | 0 | 0 | 0 | 0 | 0 | 0 | 0 | 0 | 0 | 0 | 0 | 0 | 0 | 0 | 0 | 0 | 0 | 0 | 0 | 0 | 0 | 0 | 0 | 0 | 0 | 0 | 0 | 0 | 0 | 0 | 0 | 0 | 0 | 0 | 0 | 0 | 0 | 0 | 0 | 0 | 0 | 0 | 0 | 0 | 0 | 0 | 0 | 0 | 0 | 0 | 0 | 0 | 0 | 0 | 0
2065 |  | 0 | 0 | 0 | 0 | 0 | 0 | 0 | 0 | 0 | 0 | 0 | 0 | 0 | 0 | 0 | 0 | 0 | 0 | 0 | 0 | 0 | 0 | 0 | 0 | 0 | 0 | 0 | 0 | 0 | 0 | 0 | 0 | 0 | 0 | 0 | 0 | 0 | 0 | 0 | 0 | 0 | 0 | 0 | 0 | 0 | 0 | 0 | 0 | 0 | 0 | 0 | 0 | 0 | 0 | 0 | 0 | 0 | 0 | 0 | 0 | 0 | 0 | 0 | 0 | 0 | 0 | 0 | 0 | 0 | 0 | 0 | 0 | 0 | 0 | 0 | 0 | 0 | 0 | 0 | 0 | 0 | 0
2066 |  | 0 | 0 | 0 | 0 | 0 | 0 | 0 | 0 | 0 | 0 | 0 | 0 | 0 | 0 | 0 | 0 | 0 | 0 | 0 | 0 | 0 | 0 | 0 | 0 | 0 | 0 | 0 | 0 | 0 | 0 | 0 | 0 | 0 | 0 | 0 | 0 | 0 | 0 | 0 | 0 | 0 | 0 | 0 | 0 | 0 | 0 | 0 | 0 | 0 | 0 | 0 | 0 | 0 | 0 | 0 | 0 | 0 | 0 | 0 | 0 | 0 | 0 | 0 | 0 | 0 | 0 | 0 | 0 | 0 | 0 | 0 | 0 | 0 | 0 | 0 | 0 | 0 | 0 | 0 | 0 | 0 | 0
2067 |  | 0 | 0 | 0 | 0 | 0 | 0 | 0 | 0 | 0 | 0 | 0 | 0 | 0 | 0 | 0 | 0 | 0 | 0 | 0 | 0 | 0 | 0 | 0 | 0 | 0 | 0 | 0 | 0 | 0 | 0 | 0 | 0 | 0 | 0 | 0 | 0 | 0 | 0 | 0 | 0 | 0 | 0 | 0 | 0 | 0 | 0 | 0 | 0 | 0 | 0 | 0 | 0 | 0 | 0 | 0 | 0 | 0 | 0 | 0 | 0 | 0 | 0 | 0 | 0 | 0 | 0 | 0 | 0 | 0 | 0 | 0 | 0 | 0 | 0 | 0 | 0 | 0 | 0 | 0 | 0 | 0 | 0
2068 |  | 0 | 0 | 0 | 0 | 0 | 0 | 0 | 0 | 0 | 0 | 0 | 0 | 0 | 0 | 0 | 0 | 0 | 0 | 0 | 0 | 0 | 0 | 0 | 0 | 0 | 0 | 0 | 0 | 0 | 0 | 0 | 0 | 0 | 0 | 0 | 0 | 0 | 0 | 0 | 0 | 0 | 0 | 0 | 0 | 0 | 0 | 0 | 0 | 0 | 0 | 0 | 0 | 0 | 0 | 0 | 0 | 0 | 0 | 0 | 0 | 0 | 0 | 0 | 0 | 0 | 0 | 0 | 0 | 0 | 0 | 0 | 0 | 0 | 0 | 0 | 0 | 0 | 0 | 0 | 0 | 0 | 0
2069 |  | 0 | 0 | 0 | 0 | 0 | 0 | 0 | 0 | 0 | 0 | 0 | 0 | 0 | 0 | 0 | 0 | 0 | 0 | 0 | 0 | 0 | 0 | 0 | 0 | 0 | 0 | 0 | 0 | 0 | 0 | 0 | 0 | 0 | 0 | 0 | 0 | 0 | 0 | 0 | 0 | 0 | 0 | 0 | 0 | 0 | 0 | 0 | 0 | 0 | 0 | 0 | 0 | 0 | 0 | 0 | 0 | 0 | 0 | 0 | 0 | 0 | 0 | 0 | 0 | 0 | 0 | 0 | 0 | 0 | 0 | 0 | 0 | 0 | 0 | 0 | 0 | 0 | 0 | 0 | 0 | 0 | 0
2070 |  | 0 | 0 | 0 | 0 | 0 | 0 | 0 | 0 | 0 | 0 | 0 | 0 | 0 | 0 | 0 | 0 | 0 | 0 | 0 | 0 | 0 | 0 | 0 | 0 | 0 | 0 | 0 | 0 | 0 | 0 | 0 | 0 | 0 | 0 | 0 | 0 | 0 | 0 | 0 | 0 | 0 | 0 | 0 | 0 | 0 | 0 | 0 | 0 | 0 | 0 | 0 | 0 | 0 | 0 | 0 | 0 | 0 | 0 | 0 | 0 | 0 | 0 | 0 | 0 | 0 | 0 | 0 | 0 | 0 | 0 | 0 | 0 | 0 | 0 | 0 | 0 | 0 | 0 | 0 | 0 | 0 | 0
2071 |  | 0 | 0 | 0 | 0 | 0 | 0 | 0 | 0 | 0 | 0 | 0 | 0 | 0 | 0 | 0 | 0 | 0 | 0 | 0 | 0 | 0 | 0 | 0 | 0 | 0 | 0 | 0 | 0 | 0 | 0 | 0 | 0 | 0 | 0 | 0 | 0 | 0 | 0 | 0 | 0 | 0 | 0 | 0 | 0 | 0 | 0 | 0 | 0 | 0 | 0 | 0 | 0 | 0 | 0 | 0 | 0 | 0 | 0 | 0 | 0 | 0 | 0 | 0 | 0 | 0 | 0 | 0 | 0 | 0 | 0 | 0 | 0 | 0 | 0 | 0 | 0 | 0 | 0 | 0 | 0 | 0 | 0
2072 |  | 0 | 0 | 0 | 0 | 0 | 0 | 0 | 0 | 0 | 0 | 0 | 0 | 0 | 0 | 0 | 0 | 0 | 0 | 0 | 0 | 0 | 0 | 0 | 0 | 0 | 0 | 0 | 0 | 0 | 0 | 0 | 0 | 0 | 0 | 0 | 0 | 0 | 0 | 0 | 0 | 0 | 0 | 0 | 0 | 0 | 0 | 0 | 0 | 0 | 0 | 0 | 0 | 0 | 0 | 0 | 0 | 0 | 0 | 0 | 0 | 0 | 0 | 0 | 0 | 0 | 0 | 0 | 0 | 0 | 0 | 0 | 0 | 0 | 0 | 0 | 0 | 0 | 0 | 0 | 0 | 0 | 0
2073 |  | 0 | 0 | 0 | 0 | 0 | 0 | 0 | 0 | 0 | 0 | 0 | 0 | 0 | 0 | 0 | 0 | 0 | 0 | 0 | 0 | 0 | 0 | 0 | 0 | 0 | 0 | 0 | 0 | 0 | 0 | 0 | 0 | 0 | 0 | 0 | 0 | 0 | 0 | 0 | 0 | 0 | 0 | 0 | 0 | 0 | 0 | 0 | 0 | 0 | 0 | 0 | 0 | 0 | 0 | 0 | 0 | 0 | 0 | 0 | 0 | 0 | 0 | 0 | 0 | 0 | 0 | 0 | 0 | 0 | 0 | 0 | 0 | 0 | 0 | 0 | 0 | 0 | 0 | 0 | 0 | 0 | 0
2074 |  | 0 | 0 | 0 | 0 | 0 | 0 | 0 | 0 | 0 | 0 | 0 | 0 | 0 | 0 | 0 | 0 | 0 | 0 | 0 | 0 | 0 | 0 | 0 | 0 | 0 | 0 | 0 | 0 | 0 | 0 | 0 | 0 | 0 | 0 | 0 | 0 | 0 | 0 | 0 | 0 | 0 | 0 | 0 | 0 | 0 | 0 | 0 | 0 | 0 | 0 | 0 | 0 | 0 | 0 | 0 | 0 | 0 | 0 | 0 | 0 | 0 | 0 | 0 | 0 | 0 | 0 | 0 | 0 | 0 | 0 | 0 | 0 | 0 | 0 | 0 | 0 | 0 | 0 | 0 | 0 | 0 | 0
2075 |  | 0 | 0 | 0 | 0 | 0 | 0 | 0 | 0 | 0 | 0 | 0 | 0 | 0 | 0 | 0 | 0 | 0 | 0 | 0 | 0 | 0 | 0 | 0 | 0 | 0 | 0 | 0 | 0 | 0 | 0 | 0 | 0 | 0 | 0 | 0 | 0 | 0 | 0 | 0 | 0 | 0 | 0 | 0 | 0 | 0 | 0 | 0 | 0 | 0 | 0 | 0 | 0 | 0 | 0 | 0 | 0 | 0 | 0 | 0 | 0 | 0 | 0 | 0 | 0 | 0 | 0 | 0 | 0 | 0 | 0 | 0 | 0 | 0 | 0 | 0 | 0 | 0 | 0 | 0 | 0 | 0 | 0
2076 |  | 0 | 0 | 0 | 0 | 0 | 0 | 0 | 0 | 0 | 0 | 0 | 0 | 0 | 0 | 0 | 0 | 0 | 0 | 0 | 0 | 0 | 0 | 0 | 0 | 0 | 0 | 0 | 0 | 0 | 0 | 0 | 0 | 0 | 0 | 0 | 0 | 0 | 0 | 0 | 0 | 0 | 0 | 0 | 0 | 0 | 0 | 0 | 0 | 0 | 0 | 0 | 0 | 0 | 0 | 0 | 0 | 0 | 0 | 0 | 0 | 0 | 0 | 0 | 0 | 0 | 0 | 0 | 0 | 0 | 0 | 0 | 0 | 0 | 0 | 0 | 0 | 0 | 0 | 0 | 0 | 0 | 0
2077 |  | 0 | 0 | 0 | 0 | 0 | 0 | 0 | 0 | 0 | 0 | 0 | 0 | 0 | 0 | 0 | 0 | 0 | 0 | 0 | 0 | 0 | 0 | 0 | 0 | 0 | 0 | 0 | 0 | 0 | 0 | 0 | 0 | 0 | 0 | 0 | 0 | 0 | 0 | 0 | 0 | 0 | 0 | 0 | 0 | 0 | 0 | 0 | 0 | 0 | 0 | 0 | 0 | 0 | 0 | 0 | 0 | 0 | 0 | 0 | 0 | 0 | 0 | 0 | 0 | 0 | 0 | 0 | 0 | 0 | 0 | 0 | 0 | 0 | 0 | 0 | 0 | 0 | 0 | 0 | 0 | 0 | 0
2078 |  | 0 | 0 | 0 | 0 | 0 | 0 | 0 | 0 | 0 | 0 | 0 | 0 | 0 | 0 | 0 | 0 | 0 | 0 | 0 | 0 | 0 | 0 | 0 | 0 | 0 | 0 | 0 | 0 | 0 | 0 | 0 | 0 | 0 | 0 | 0 | 0 | 0 | 0 | 0 | 0 | 0 | 0 | 0 | 0 | 0 | 0 | 0 | 0 | 0 | 0 | 0 | 0 | 0 | 0 | 0 | 0 | 0 | 0 | 0 | 0 | 0 | 0 | 0 | 0 | 0 | 0 | 0 | 0 | 0 | 0 | 0 | 0 | 0 | 0 | 0 | 0 | 0 | 0 | 0 | 0 | 0 | 0
2079 |  | 0 | 0 | 0 | 0 | 0 | 0 | 0 | 0 | 0 | 0 | 0 | 0 | 0 | 0 | 0 | 0 | 0 | 0 | 0 | 0 | 0 | 0 | 0 | 0 | 0 | 0 | 0 | 0 | 0 | 0 | 0 | 0 | 0 | 0 | 0 | 0 | 0 | 0 | 0 | 0 | 0 | 0 | 0 | 0 | 0 | 0 | 0 | 0 | 0 | 0 | 0 | 0 | 0 | 0 | 0 | 0 | 0 | 0 | 0 | 0 | 0 | 0 | 0 | 0 | 0 | 0 | 0 | 0 | 0 | 0 | 0 | 0 | 0 | 0 | 0 | 0 | 0 | 0 | 0 | 0 | 0 | 0
2080 |  | 0 | 0 | 0 | 0 | 0 | 0 | 0 | 0 | 0 | 0 | 0 | 0 | 0 | 0 | 0 | 0 | 0 | 0 | 0 | 0 | 0 | 0 | 0 | 0 | 0 | 0 | 0 | 0 | 0 | 0 | 0 | 0 | 0 | 0 | 0 | 0 | 0 | 0 | 0 | 0 | 0 | 0 | 0 | 0 | 0 | 0 | 0 | 0 | 0 | 0 | 0 | 0 | 0 | 0 | 0 | 0 | 0 | 0 | 0 | 0 | 0 | 0 | 0 | 0 | 0 | 0 | 0 | 0 | 0 | 0 | 0 | 0 | 0 | 0 | 0 | 0 | 0 | 0 | 0 | 0 | 0 | 0
2081 |  | 0 | 0 | 0 | 0 | 0 | 0 | 0 | 0 | 0 | 0 | 0 | 0 | 0 | 0 | 0 | 0 | 0 | 0 | 0 | 0 | 0 | 0 | 0 | 0 | 0 | 0 | 0 | 0 | 0 | 0 | 0 | 0 | 0 | 0 | 0 | 0 | 0 | 0 | 0 | 0 | 0 | 0 | 0 | 0 | 0 | 0 | 0 | 0 | 0 | 0 | 0 | 0 | 0 | 0 | 0 | 0 | 0 | 0 | 0 | 0 | 0 | 0 | 0 | 0 | 0 | 0 | 0 | 0 | 0 | 0 | 0 | 0 | 0 | 0 | 0 | 0 | 0 | 0 | 0 | 0 | 0 | 0
2082 |  | 0 | 0 | 0 | 0 | 0 | 0 | 0 | 0 | 0 | 0 | 0 | 0 | 0 | 0 | 0 | 0 | 0 | 0 | 0 | 0 | 0 | 0 | 0 | 0 | 0 | 0 | 0 | 0 | 0 | 0 | 0 | 0 | 0 | 0 | 0 | 0 | 0 | 0 | 0 | 0 | 0 | 0 | 0 | 0 | 0 | 0 | 0 | 0 | 0 | 0 | 0 | 0 | 0 | 0 | 0 | 0 | 0 | 0 | 0 | 0 | 0 | 0 | 0 | 0 | 0 | 0 | 0 | 0 | 0 | 0 | 0 | 0 | 0 | 0 | 0 | 0 | 0 | 0 | 0 | 0 | 0 | 0
2083 |  | 0 | 0 | 0 | 0 | 0 | 0 | 0 | 0 | 0 | 0 | 0 | 0 | 0 | 0 | 0 | 0 | 0 | 0 | 0 | 0 | 0 | 0 | 0 | 0 | 0 | 0 | 0 | 0 | 0 | 0 | 0 | 0 | 0 | 0 | 0 | 0 | 0 | 0 | 0 | 0 | 0 | 0 | 0 | 0 | 0 | 0 | 0 | 0 | 0 | 0 | 0 | 0 | 0 | 0 | 0 | 0 | 0 | 0 | 0 | 0 | 0 | 0 | 0 | 0 | 0 | 0 | 0 | 0 | 0 | 0 | 0 | 0 | 0 | 0 | 0 | 0 | 0 | 0 | 0 | 0 | 0 | 0
2084 |  | 0 | 0 | 0 | 0 | 0 | 0 | 0 | 0 | 0 | 0 | 0 | 0 | 0 | 0 | 0 | 0 | 0 | 0 | 0 | 0 | 0 | 0 | 0 | 0 | 0 | 0 | 0 | 0 | 0 | 0 | 0 | 0 | 0 | 0 | 0 | 0 | 0 | 0 | 0 | 0 | 0 | 0 | 0 | 0 | 0 | 0 | 0 | 0 | 0 | 0 | 0 | 0 | 0 | 0 | 0 | 0 | 0 | 0 | 0 | 0 | 0 | 0 | 0 | 0 | 0 | 0 | 0 | 0 | 0 | 0 | 0 | 0 | 0 | 0 | 0 | 0 | 0 | 0 | 0 | 0 | 0 | 0
2085 |  | 0 | 0 | 0 | 0 | 0 | 0 | 0 | 0 | 0 | 0 | 0 | 0 | 0 | 0 | 0 | 0 | 0 | 0 | 0 | 0 | 0 | 0 | 0 | 0 | 0 | 0 | 0 | 0 | 0 | 0 | 0 | 0 | 0 | 0 | 0 | 0 | 0 | 0 | 0 | 0 | 0 | 0 | 0 | 0 | 0 | 0 | 0 | 0 | 0 | 0 | 0 | 0 | 0 | 0 | 0 | 0 | 0 | 0 | 0 | 0 | 0 | 0 | 0 | 0 | 0 | 0 | 0 | 0 | 0 | 0 | 0 | 0 | 0 | 0 | 0 | 0 | 0 | 0 | 0 | 0 | 0 | 0
2086 |  | 0 | 0 | 0 | 0 | 0 | 0 | 0 | 0 | 0 | 0 | 0 | 0 | 0 | 0 | 0 | 0 | 0 | 0 | 0 | 0 | 0 | 0 | 0 | 0 | 0 | 0 | 0 | 0 | 0 | 0 | 0 | 0 | 0 | 0 | 0 | 0 | 0 | 0 | 0 | 0 | 0 | 0 | 0 | 0 | 0 | 0 | 0 | 0 | 0 | 0 | 0 | 0 | 0 | 0 | 0 | 0 | 0 | 0 | 0 | 0 | 0 | 0 | 0 | 0 | 0 | 0 | 0 | 0 | 0 | 0 | 0 | 0 | 0 | 0 | 0 | 0 | 0 | 0 | 0 | 0 | 0 | 0
2087 |  | 0 | 0 | 0 | 0 | 0 | 0 | 0 | 0 | 0 | 0 | 0 | 0 | 0 | 0 | 0 | 0 | 0 | 0 | 0 | 0 | 0 | 0 | 0 | 0 | 0 | 0 | 0 | 0 | 0 | 0 | 0 | 0 | 0 | 0 | 0 | 0 | 0 | 0 | 0 | 0 | 0 | 0 | 0 | 0 | 0 | 0 | 0 | 0 | 0 | 0 | 0 | 0 | 0 | 0 | 0 | 0 | 0 | 0 | 0 | 0 | 0 | 0 | 0 | 0 | 0 | 0 | 0 | 0 | 0 | 0 | 0 | 0 | 0 | 0 | 0 | 0 | 0 | 0 | 0 | 0 | 0 | 0
2088 |  | 0 | 0 | 0 | 0 | 0 | 0 | 0 | 0 | 0 | 0 | 0 | 0 | 0 | 0 | 0 | 0 | 0 | 0 | 0 | 0 | 0 | 0 | 0 | 0 | 0 | 0 | 0 | 0 | 0 | 0 | 0 | 0 | 0 | 0 | 0 | 0 | 0 | 0 | 0 | 0 | 0 | 0 | 0 | 0 | 0 | 0 | 0 | 0 | 0 | 0 | 0 | 0 | 0 | 0 | 0 | 0 | 0 | 0 | 0 | 0 | 0 | 0 | 0 | 0 | 0 | 0 | 0 | 0 | 0 | 0 | 0 | 0 | 0 | 0 | 0 | 0 | 0 | 0 | 0 | 0 | 0 | 0
2089 |  | 0 | 0 | 0 | 0 | 0 | 0 | 0 | 0 | 0 | 0 | 0 | 0 | 0 | 0 | 0 | 0 | 0 | 0 | 0 | 0 | 0 | 0 | 0 | 0 | 0 | 0 | 0 | 0 | 0 | 0 | 0 | 0 | 0 | 0 | 0 | 0 | 0 | 0 | 0 | 0 | 0 | 0 | 0 | 0 | 0 | 0 | 0 | 0 | 0 | 0 | 0 | 0 | 0 | 0 | 0 | 0 | 0 | 0 | 0 | 0 | 0 | 0 | 0 | 0 | 0 | 0 | 0 | 0 | 0 | 0 | 0 | 0 | 0 | 0 | 0 | 0 | 0 | 0 | 0 | 0 | 0 | 0
2090 |  | 0 | 0 | 0 | 0 | 0 | 0 | 0 | 0 | 0 | 0 | 0 | 0 | 0 | 0 | 0 | 0 | 0 | 0 | 0 | 0 | 0 | 0 | 0 | 0 | 0 | 0 | 0 | 0 | 0 | 0 | 0 | 0 | 0 | 0 | 0 | 0 | 0 | 0 | 0 | 0 | 0 | 0 | 0 | 0 | 0 | 0 | 0 | 0 | 0 | 0 | 0 | 0 | 0 | 0 | 0 | 0 | 0 | 0 | 0 | 0 | 0 | 0 | 0 | 0 | 0 | 0 | 0 | 0 | 0 | 0 | 0 | 0 | 0 | 0 | 0 | 0 | 0 | 0 | 0 | 0 | 0 | 0
2091 |  | 0 | 0 | 0 | 0 | 0 | 0 | 0 | 0 | 0 | 0 | 0 | 0 | 0 | 0 | 0 | 0 | 0 | 0 | 0 | 0 | 0 | 0 | 0 | 0 | 0 | 0 | 0 | 0 | 0 | 0 | 0 | 0 | 0 | 0 | 0 | 0 | 0 | 0 | 0 | 0 | 0 | 0 | 0 | 0 | 0 | 0 | 0 | 0 | 0 | 0 | 0 | 0 | 0 | 0 | 0 | 0 | 0 | 0 | 0 | 0 | 0 | 0 | 0 | 0 | 0 | 0 | 0 | 0 | 0 | 0 | 0 | 0 | 0 | 0 | 0 | 0 | 0 | 0 | 0 | 0 | 0 | 0
2092 |  | 0 | 0 | 0 | 0 | 0 | 0 | 0 | 0 | 0 | 0 | 0 | 0 | 0 | 0 | 0 | 0 | 0 | 0 | 0 | 0 | 0 | 0 | 0 | 0 | 0 | 0 | 0 | 0 | 0 | 0 | 0 | 0 | 0 | 0 | 0 | 0 | 0 | 0 | 0 | 0 | 0 | 0 | 0 | 0 | 0 | 0 | 0 | 0 | 0 | 0 | 0 | 0 | 0 | 0 | 0 | 0 | 0 | 0 | 0 | 0 | 0 | 0 | 0 | 0 | 0 | 0 | 0 | 0 | 0 | 0 | 0 | 0 | 0 | 0 | 0 | 0 | 0 | 0 | 0 | 0 | 0 | 0
2093 |  | 0 | 0 | 0 | 0 | 0 | 0 | 0 | 0 | 0 | 0 | 0 | 0 | 0 | 0 | 0 | 0 | 0 | 0 | 0 | 0 | 0 | 0 | 0 | 0 | 0 | 0 | 0 | 0 | 0 | 0 | 0 | 0 | 0 | 0 | 0 | 0 | 0 | 0 | 0 | 0 | 0 | 0 | 0 | 0 | 0 | 0 | 0 | 0 | 0 | 0 | 0 | 0 | 0 | 0 | 0 | 0 | 0 | 0 | 0 | 0 | 0 | 0 | 0 | 0 | 0 | 0 | 0 | 0 | 0 | 0 | 0 | 0 | 0 | 0 | 0 | 0 | 0 | 0 | 0 | 0 | 0 | 0
2094 |  | 0 | 0 | 0 | 0 | 0 | 0 | 0 | 0 | 0 | 0 | 0 | 0 | 0 | 0 | 0 | 0 | 0 | 0 | 0 | 0 | 0 | 0 | 0 | 0 | 0 | 0 | 0 | 0 | 0 | 0 | 0 | 0 | 0 | 0 | 0 | 0 | 0 | 0 | 0 | 0 | 0 | 0 | 0 | 0 | 0 | 0 | 0 | 0 | 0 | 0 | 0 | 0 | 0 | 0 | 0 | 0 | 0 | 0 | 0 | 0 | 0 | 0 | 0 | 0 | 0 | 0 | 0 | 0 | 0 | 0 | 0 | 0 | 0 | 0 | 0 | 0 | 0 | 0 | 0 | 0 | 0 | 0
2095 |  | 0 | 0 | 0 | 0 | 0 | 0 | 0 | 0 | 0 | 0 | 0 | 0 | 0 | 0 | 0 | 0 | 0 | 0 | 0 | 0 | 0 | 0 | 0 | 0 | 0 | 0 | 0 | 0 | 0 | 0 | 0 | 0 | 0 | 0 | 0 | 0 | 0 | 0 | 0 | 0 | 0 | 0 | 0 | 0 | 0 | 0 | 0 | 0 | 0 | 0 | 0 | 0 | 0 | 0 | 0 | 0 | 0 | 0 | 0 | 0 | 0 | 0 | 0 | 0 | 0 | 0 | 0 | 0 | 0 | 0 | 0 | 0 | 0 | 0 | 0 | 0 | 0 | 0 | 0 | 0 | 0 | 0
2096 |  | 0 | 0 | 0 | 0 | 0 | 0 | 0 | 0 | 0 | 0 | 0 | 0 | 0 | 0 | 0 | 0 | 0 | 0 | 0 | 0 | 0 | 0 | 0 | 0 | 0 | 0 | 0 | 0 | 0 | 0 | 0 | 0 | 0 | 0 | 0 | 0 | 0 | 0 | 0 | 0 | 0 | 0 | 0 | 0 | 0 | 0 | 0 | 0 | 0 | 0 | 0 | 0 | 0 | 0 | 0 | 0 | 0 | 0 | 0 | 0 | 0 | 0 | 0 | 0 | 0 | 0 | 0 | 0 | 0 | 0 | 0 | 0 | 0 | 0 | 0 | 0 | 0 | 0 | 0 | 0 | 0 | 0
2097 |  | 0 | 0 | 0 | 0 | 0 | 0 | 0 | 0 | 0 | 0 | 0 | 0 | 0 | 0 | 0 | 0 | 0 | 0 | 0 | 0 | 0 | 0 | 0 | 0 | 0 | 0 | 0 | 0 | 0 | 0 | 0 | 0 | 0 | 0 | 0 | 0 | 0 | 0 | 0 | 0 | 0 | 0 | 0 | 0 | 0 | 0 | 0 | 0 | 0 | 0 | 0 | 0 | 0 | 0 | 0 | 0 | 0 | 0 | 0 | 0 | 0 | 0 | 0 | 0 | 0 | 0 | 0 | 0 | 0 | 0 | 0 | 0 | 0 | 0 | 0 | 0 | 0 | 0 | 0 | 0 | 0 | 0
2098 |  | 0 | 0 | 0 | 0 | 0 | 0 | 0 | 0 | 0 | 0 | 0 | 0 | 0 | 0 | 0 | 0 | 0 | 0 | 0 | 0 | 0 | 0 | 0 | 0 | 0 | 0 | 0 | 0 | 0 | 0 | 0 | 0 | 0 | 0 | 0 | 0 | 0 | 0 | 0 | 0 | 0 | 0 | 0 | 0 | 0 | 0 | 0 | 0 | 0 | 0 | 0 | 0 | 0 | 0 | 0 | 0 | 0 | 0 | 0 | 0 | 0 | 0 | 0 | 0 | 0 | 0 | 0 | 0 | 0 | 0 | 0 | 0 | 0 | 0 | 0 | 0 | 0 | 0 | 0 | 0 | 0 | 0
2099 |  | 0 | 0 | 0 | 0 | 0 | 0 | 0 | 0 | 0 | 0 | 0 | 0 | 0 | 0 | 0 | 0 | 0 | 0 | 0 | 0 | 0 | 0 | 0 | 0 | 0 | 0 | 0 | 0 | 0 | 0 | 0 | 0 | 0 | 0 | 0 | 0 | 0 | 0 | 0 | 0 | 0 | 0 | 0 | 0 | 0 | 0 | 0 | 0 | 0 | 0 | 0 | 0 | 0 | 0 | 0 | 0 | 0 | 0 | 0 | 0 | 0 | 0 | 0 | 0 | 0 | 0 | 0 | 0 | 0 | 0 | 0 | 0 | 0 | 0 | 0 | 0 | 0 | 0 | 0 | 0 | 0 | 0
2100 |  | 0 | 0 | 0 | 0 | 0 | 0 | 0 | 0 | 0 | 0 | 0 | 0 | 0 | 0 | 0 | 0 | 0 | 0 | 0 | 0 | 0 | 0 | 0 | 0 | 0 | 0 | 0 | 0 | 0 | 0 | 0 | 0 | 0 | 0 | 0 | 0 | 0 | 0 | 0 | 0 | 0 | 0 | 0 | 0 | 0 | 0 | 0 | 0 | 0 | 0 | 0 | 0 | 0 | 0 | 0 | 0 | 0 | 0 | 0 | 0 | 0 | 0 | 0 | 0 | 0 | 0 | 0 | 0 | 0 | 0 | 0 | 0 | 0 | 0 | 0 | 0 | 0 | 0 | 0 | 0 | 0 | 0
2101 |  | 0 | 0 | 0 | 0 | 0 | 0 | 0 | 0 | 0 | 0 | 0 | 0 | 0 | 0 | 0 | 0 | 0 | 0 | 0 | 0 | 0 | 0 | 0 | 0 | 0 | 0 | 0 | 0 | 0 | 0 | 0 | 0 | 0 | 0 | 0 | 0 | 0 | 0 | 0 | 0 | 0 | 0 | 0 | 0 | 0 | 0 | 0 | 0 | 0 | 0 | 0 | 0 | 0 | 0 | 0 | 0 | 0 | 0 | 0 | 0 | 0 | 0 | 0 | 0 | 0 | 0 | 0 | 0 | 0 | 0 | 0 | 0 | 0 | 0 | 0 | 0 | 0 | 0 | 0 | 0 | 0 | 0
2102 |  | 0 | 0 | 0 | 0 | 0 | 0 | 0 | 0 | 0 | 0 | 0 | 0 | 0 | 0 | 0 | 0 | 0 | 0 | 0 | 0 | 0 | 0 | 0 | 0 | 0 | 0 | 0 | 0 | 0 | 0 | 0 | 0 | 0 | 0 | 0 | 0 | 0 | 0 | 0 | 0 | 0 | 0 | 0 | 0 | 0 | 0 | 0 | 0 | 0 | 0 | 0 | 0 | 0 | 0 | 0 | 0 | 0 | 0 | 0 | 0 | 0 | 0 | 0 | 0 | 0 | 0 | 0 | 0 | 0 | 0 | 0 | 0 | 0 | 0 | 0 | 0 | 0 | 0 | 0 | 0 | 0 | 0
2103 |  | 0 | 0 | 0 | 0 | 0 | 0 | 0 | 0 | 0 | 0 | 0 | 0 | 0 | 0 | 0 | 0 | 0 | 0 | 0 | 0 | 0 | 0 | 0 | 0 | 0 | 0 | 0 | 0 | 0 | 0 | 0 | 0 | 0 | 0 | 0 | 0 | 0 | 0 | 0 | 0 | 0 | 0 | 0 | 0 | 0 | 0 | 0 | 0 | 0 | 0 | 0 | 0 | 0 | 0 | 0 | 0 | 0 | 0 | 0 | 0 | 0 | 0 | 0 | 0 | 0 | 0 | 0 | 0 | 0 | 0 | 0 | 0 | 0 | 0 | 0 | 0 | 0 | 0 | 0 | 0 | 0 | 0
2104 |  | 0 | 0 | 0 | 0 | 0 | 0 | 0 | 0 | 0 | 0 | 0 | 0 | 0 | 0 | 0 | 0 | 0 | 0 | 0 | 0 | 0 | 0 | 0 | 0 | 0 | 0 | 0 | 0 | 0 | 0 | 0 | 0 | 0 | 0 | 0 | 0 | 0 | 0 | 0 | 0 | 0 | 0 | 0 | 0 | 0 | 0 | 0 | 0 | 0 | 0 | 0 | 0 | 0 | 0 | 0 | 0 | 0 | 0 | 0 | 0 | 0 | 0 | 0 | 0 | 0 | 0 | 0 | 0 | 0 | 0 | 0 | 0 | 0 | 0 | 0 | 0 | 0 | 0 | 0 | 0 | 0 | 0
2105 |  | 0 | 0 | 0 | 0 | 0 | 0 | 0 | 0 | 0 | 0 | 0 | 0 | 0 | 0 | 0 | 0 | 0 | 0 | 0 | 0 | 0 | 0 | 0 | 0 | 0 | 0 | 0 | 0 | 0 | 0 | 0 | 0 | 0 | 0 | 0 | 0 | 0 | 0 | 0 | 0 | 0 | 0 | 0 | 0 | 0 | 0 | 0 | 0 | 0 | 0 | 0 | 0 | 0 | 0 | 0 | 0 | 0 | 0 | 0 | 0 | 0 | 0 | 0 | 0 | 0 | 0 | 0 | 0 | 0 | 0 | 0 | 0 | 0 | 0 | 0 | 0 | 0 | 0 | 0 | 0 | 0 | 0
2106 |  | 0 | 0 | 0 | 0 | 0 | 0 | 0 | 0 | 0 | 0 | 0 | 0 | 0 | 0 | 0 | 0 | 0 | 0 | 0 | 0 | 0 | 0 | 0 | 0 | 0 | 0 | 0 | 0 | 0 | 0 | 0 | 0 | 0 | 0 | 0 | 0 | 0 | 0 | 0 | 0 | 0 | 0 | 0 | 0 | 0 | 0 | 0 | 0 | 0 | 0 | 0 | 0 | 0 | 0 | 0 | 0 | 0 | 0 | 0 | 0 | 0 | 0 | 0 | 0 | 0 | 0 | 0 | 0 | 0 | 0 | 0 | 0 | 0 | 0 | 0 | 0 | 0 | 0 | 0 | 0 | 0 | 0
2107 |  | 0 | 0 | 0 | 0 | 0 | 0 | 0 | 0 | 0 | 0 | 0 | 0 | 0 | 0 | 0 | 0 | 0 | 0 | 0 | 0 | 0 | 0 | 0 | 0 | 0 | 0 | 0 | 0 | 0 | 0 | 0 | 0 | 0 | 0 | 0 | 0 | 0 | 0 | 0 | 0 | 0 | 0 | 0 | 0 | 0 | 0 | 0 | 0 | 0 | 0 | 0 | 0 | 0 | 0 | 0 | 0 | 0 | 0 | 0 | 0 | 0 | 0 | 0 | 0 | 0 | 0 | 0 | 0 | 0 | 0 | 0 | 0 | 0 | 0 | 0 | 0 | 0 | 0 | 0 | 0 | 0 | 0

## Transmission
TRANSMISSION EXPENDITURES
CONVERSION FROM CAPITAL EXPENDITURES TO REVENUE REQUIREMENT
DO NOT MODIFY ENTRIES IN THIS SHEET
Capital Expenditures transferred from Summary Sheet
Revenue Requirement values transferred back to Summary Sheet
Revenue Requirement
By Asset Type
YEAR |  | 2027 | 2028 | 2029 | 2030 | 2031 | 2032 | 2033 | 2034 | 2035 | 2036 | 2037 | 2038 | 2039 | 2040 | 2041 | 2042 | 2043 | 2044 | 2045 | 2046 | 2047 | 2048 | 2049 | 2050 | 2051 | 2052 | 2053 | 2054 | 2055 | 2056 | 2057 | 2058 | 2059 | 2060 | 2061 | 2062 | 2063 | 2064 | 2065 | 2066 | 2067 | 2068 | 2069 | 2070 | 2071 | 2072 | 2073 | 2074 | 2075 | 2076 | 2077 | 2078 | 2079 | 2080 | 2081 | 2082 | 2083 | 2084 | 2085 | 2086 | 2087 | 2088 | 2089 | 2090 | 2091 | 2092 | 2093 | 2094 | 2095 | 2096 | 2097 | 2098 | 2099 | 2100 | 2101 | 2102 | 2103 | 2104 | 2105 | 2106 | 2107 |  | Future Rev Req Factors 2030
Capital Expenditure |  | 0 | 0 | 0 | 0 | 0 | 0 | 0 | 0 | 0 | 0 | 0 | 0 | 0 | 0 | 0 | 0 | 0 | 0 | 0 | 0 | 0 | 0 | 0 | 0 | 0 | 0 | 0 | 0 | 0 | 0 | 0 | 0 | 0 | 0 | 7077881.7173 | 0 | 0 | 0 | 0 | 0 | 0 | 0 | 0 | 0 | 0 | 0 | 0 | 0 | 0 | 0 | 0 | 0 | 0 | 0 | 0 | 0 | 0 | 0 | 0 | 0 | 0 | 0 | 0 | 0 | 0 | 0 | 0 | 0 | 0 | 0 | 0 | 0 | 0 | 0 | 0 | 0 | 0 | 0 | 0 | 0 | 0 | 7077881.7173
0
2027 | 9.4116 | 2027: 0 | 0 | 9.4609
2028 | 10.4286 | 2027: 0; 2028: 0 | 0 | 10.5233
2029 | 10.102 | 2027: 0; 2028: 0; 2029: 0 | 0 | 10.1892
2030 | 9.7895 | 2027: 0; 2028: 0; 2029: 0; 2030: 0 | 0 | 9.8697
2031 | 9.4897 | 2027: 0; 2028: 0; 2029: 0; 2030: 0; 2031: 0 | 0 | 9.5635
2032 | 9.2018 | 2027: 0; 2028: 0; 2029: 0; 2030: 0; 2031: 0; 2032: 0 | 0 | 9.2697
2033 | 8.9247 | 2027: 0; 2028: 0; 2029: 0; 2030: 0; 2031: 0; 2032: 0; 2033: 0 | 0 | 8.9872
2034 | 8.6577 | 2027: 0; 2028: 0; 2029: 0; 2030: 0; 2031: 0; 2032: 0; 2033: 0; 2034: 0 | 0 | 8.7151
2035 | 8.3998 | 2027: 0; 2028: 0; 2029: 0; 2030: 0; 2031: 0; 2032: 0; 2033: 0; 2034: 0; 2035: 0 | 0 | 8.4527
2036 | 8.1504 | 2027: 0; 2028: 0; 2029: 0; 2030: 0; 2031: 0; 2032: 0; 2033: 0; 2034: 0; 2035: 0; 2036: 0 | 0 | 8.199
2037 | 7.9088 | 2027: 0; 2028: 0; 2029: 0; 2030: 0; 2031: 0; 2032: 0; 2033: 0; 2034: 0; 2035: 0; 2036: 0; 2037: 0 | 0 | 7.9535
2038 | 7.6743 | 2027: 0; 2028: 0; 2029: 0; 2030: 0; 2031: 0; 2032: 0; 2033: 0; 2034: 0; 2035: 0; 2036: 0; 2037: 0; 2038: 0 | 0 | 7.7155
2039 | 7.4464 | 2027: 0; 2028: 0; 2029: 0; 2030: 0; 2031: 0; 2032: 0; 2033: 0; 2034: 0; 2035: 0; 2036: 0; 2037: 0; 2038: 0; 2039: 0 | 0 | 7.4843
2040 | 7.2246 | 2027: 0; 2028: 0; 2029: 0; 2030: 0; 2031: 0; 2032: 0; 2033: 0; 2034: 0; 2035: 0; 2036: 0; 2037: 0; 2038: 0; 2039: 0; 2040: 0 | 0 | 7.2594
2041 | 7.0083 | 2027: 0; 2028: 0; 2029: 0; 2030: 0; 2031: 0; 2032: 0; 2033: 0; 2034: 0; 2035: 0; 2036: 0; 2037: 0; 2038: 0; 2039: 0; 2040: 0; 2041: 0 | 0 | 7.0404
2042 | 6.7972 | 2027: 0; 2028: 0; 2029: 0; 2030: 0; 2031: 0; 2032: 0; 2033: 0; 2034: 0; 2035: 0; 2036: 0; 2037: 0; 2038: 0; 2039: 0; 2040: 0; 2041: 0; 2042: 0 | 0 | 6.8267
2043 | 6.5908 | 2027: 0; 2028: 0; 2029: 0; 2030: 0; 2031: 0; 2032: 0; 2033: 0; 2034: 0; 2035: 0; 2036: 0; 2037: 0; 2038: 0; 2039: 0; 2040: 0; 2041: 0; 2042: 0; 2043: 0 | 0 | 6.618
2044 | 6.3888 | 2027: 0; 2028: 0; 2029: 0; 2030: 0; 2031: 0; 2032: 0; 2033: 0; 2034: 0; 2035: 0; 2036: 0; 2037: 0; 2038: 0; 2039: 0; 2040: 0; 2041: 0; 2042: 0; 2043: 0; 2044: 0 | 0 | 6.4137
2045 | 6.1907 | 2027: 0; 2028: 0; 2029: 0; 2030: 0; 2031: 0; 2032: 0; 2033: 0; 2034: 0; 2035: 0; 2036: 0; 2037: 0; 2038: 0; 2039: 0; 2040: 0; 2041: 0; 2042: 0; 2043: 0; 2044: 0; 2045: 0 | 0 | 6.2137
2046 | 5.9963 | 2027: 0; 2028: 0; 2029: 0; 2030: 0; 2031: 0; 2032: 0; 2033: 0; 2034: 0; 2035: 0; 2036: 0; 2037: 0; 2038: 0; 2039: 0; 2040: 0; 2041: 0; 2042: 0; 2043: 0; 2044: 0; 2045: 0; 2046: 0 | 0 | 6.0175
2047 | 5.8053 | 2027: 0; 2028: 0; 2029: 0; 2030: 0; 2031: 0; 2032: 0; 2033: 0; 2034: 0; 2035: 0; 2036: 0; 2037: 0; 2038: 0; 2039: 0; 2040: 0; 2041: 0; 2042: 0; 2043: 0; 2044: 0; 2045: 0; 2046: 0; 2047: 0 | 0 | 5.8248
2048 | 5.6174 | 2027: 0; 2028: 0; 2029: 0; 2030: 0; 2031: 0; 2032: 0; 2033: 0; 2034: 0; 2035: 0; 2036: 0; 2037: 0; 2038: 0; 2039: 0; 2040: 0; 2041: 0; 2042: 0; 2043: 0; 2044: 0; 2045: 0; 2046: 0; 2047: 0; 2048: 0 | 0 | 5.6353
2049 | 5.4324 | 2027: 0; 2028: 0; 2029: 0; 2030: 0; 2031: 0; 2032: 0; 2033: 0; 2034: 0; 2035: 0; 2036: 0; 2037: 0; 2038: 0; 2039: 0; 2040: 0; 2041: 0; 2042: 0; 2043: 0; 2044: 0; 2045: 0; 2046: 0; 2047: 0; 2048: 0; 2049: 0 | 0 | 5.4489
2050 | 5.25 | 2027: 0; 2028: 0; 2029: 0; 2030: 0; 2031: 0; 2032: 0; 2033: 0; 2034: 0; 2035: 0; 2036: 0; 2037: 0; 2038: 0; 2039: 0; 2040: 0; 2041: 0; 2042: 0; 2043: 0; 2044: 0; 2045: 0; 2046: 0; 2047: 0; 2048: 0; 2049: 0; 2050: 0 | 0 | 5.2651
2051 | 5.07 | 2027: 0; 2028: 0; 2029: 0; 2030: 0; 2031: 0; 2032: 0; 2033: 0; 2034: 0; 2035: 0; 2036: 0; 2037: 0; 2038: 0; 2039: 0; 2040: 0; 2041: 0; 2042: 0; 2043: 0; 2044: 0; 2045: 0; 2046: 0; 2047: 0; 2048: 0; 2049: 0; 2050: 0; 2051: 0 | 0 | 5.084
2052 | 4.8923 | 2027: 0; 2028: 0; 2029: 0; 2030: 0; 2031: 0; 2032: 0; 2033: 0; 2034: 0; 2035: 0; 2036: 0; 2037: 0; 2038: 0; 2039: 0; 2040: 0; 2041: 0; 2042: 0; 2043: 0; 2044: 0; 2045: 0; 2046: 0; 2047: 0; 2048: 0; 2049: 0; 2050: 0; 2051: 0; 2052: 0 | 0 | 4.9051
2053 | 4.7166 | 2027: 0; 2028: 0; 2029: 0; 2030: 0; 2031: 0; 2032: 0; 2033: 0; 2034: 0; 2035: 0; 2036: 0; 2037: 0; 2038: 0; 2039: 0; 2040: 0; 2041: 0; 2042: 0; 2043: 0; 2044: 0; 2045: 0; 2046: 0; 2047: 0; 2048: 0; 2049: 0; 2050: 0; 2051: 0; 2052: 0; 2053: 0 | 0 | 4.7284
2054 | 4.5428 | 2027: 0; 2028: 0; 2029: 0; 2030: 0; 2031: 0; 2032: 0; 2033: 0; 2034: 0; 2035: 0; 2036: 0; 2037: 0; 2038: 0; 2039: 0; 2040: 0; 2041: 0; 2042: 0; 2043: 0; 2044: 0; 2045: 0; 2046: 0; 2047: 0; 2048: 0; 2049: 0; 2050: 0; 2051: 0; 2052: 0; 2053: 0; 2054: 0 | 0 | 4.5536
2055 | 4.3707 | 2027: 0; 2028: 0; 2029: 0; 2030: 0; 2031: 0; 2032: 0; 2033: 0; 2034: 0; 2035: 0; 2036: 0; 2037: 0; 2038: 0; 2039: 0; 2040: 0; 2041: 0; 2042: 0; 2043: 0; 2044: 0; 2045: 0; 2046: 0; 2047: 0; 2048: 0; 2049: 0; 2050: 0; 2051: 0; 2052: 0; 2053: 0; 2054: 0; 2055: 0 | 0 | 4.3807
2056 | 4.2002 | 2027: 0; 2028: 0; 2029: 0; 2030: 0; 2031: 0; 2032: 0; 2033: 0; 2034: 0; 2035: 0; 2036: 0; 2037: 0; 2038: 0; 2039: 0; 2040: 0; 2041: 0; 2042: 0; 2043: 0; 2044: 0; 2045: 0; 2046: 0; 2047: 0; 2048: 0; 2049: 0; 2050: 0; 2051: 0; 2052: 0; 2053: 0; 2054: 0; 2055: 0; 2056: 0 | 0 | 4.2094
2057 | 4.0312 | 2027: 0; 2028: 0; 2029: 0; 2030: 0; 2031: 0; 2032: 0; 2033: 0; 2034: 0; 2035: 0; 2036: 0; 2037: 0; 2038: 0; 2039: 0; 2040: 0; 2041: 0; 2042: 0; 2043: 0; 2044: 0; 2045: 0; 2046: 0; 2047: 0; 2048: 0; 2049: 0; 2050: 0; 2051: 0; 2052: 0; 2053: 0; 2054: 0; 2055: 0; 2056: 0; 2057: 0 | 0 | 4.0396
2058 | 3.8635 | 2027: 0; 2028: 0; 2029: 0; 2030: 0; 2031: 0; 2032: 0; 2033: 0; 2034: 0; 2035: 0; 2036: 0; 2037: 0; 2038: 0; 2039: 0; 2040: 0; 2041: 0; 2042: 0; 2043: 0; 2044: 0; 2045: 0; 2046: 0; 2047: 0; 2048: 0; 2049: 0; 2050: 0; 2051: 0; 2052: 0; 2053: 0; 2054: 0; 2055: 0; 2056: 0; 2057: 0; 2058: 0 | 0 | 3.8713
2059 | 3.6971 | 2027: 0; 2028: 0; 2029: 0; 2030: 0; 2031: 0; 2032: 0; 2033: 0; 2034: 0; 2035: 0; 2036: 0; 2037: 0; 2038: 0; 2039: 0; 2040: 0; 2041: 0; 2042: 0; 2043: 0; 2044: 0; 2045: 0; 2046: 0; 2047: 0; 2048: 0; 2049: 0; 2050: 0; 2051: 0; 2052: 0; 2053: 0; 2054: 0; 2055: 0; 2056: 0; 2057: 0; 2058: 0; 2059: 0 | 0 | 3.7043
2060 | 3.5318 | 2027: 0; 2028: 0; 2029: 0; 2030: 0; 2031: 0; 2032: 0; 2033: 0; 2034: 0; 2035: 0; 2036: 0; 2037: 0; 2038: 0; 2039: 0; 2040: 0; 2041: 0; 2042: 0; 2043: 0; 2044: 0; 2045: 0; 2046: 0; 2047: 0; 2048: 0; 2049: 0; 2050: 0; 2051: 0; 2052: 0; 2053: 0; 2054: 0; 2055: 0; 2056: 0; 2057: 0; 2058: 0; 2059: 0; 2060: 0 | 0 | 3.5384
2061 | 3.3676 | 2027: 0; 2028: 0; 2029: 0; 2030: 0; 2031: 0; 2032: 0; 2033: 0; 2034: 0; 2035: 0; 2036: 0; 2037: 0; 2038: 0; 2039: 0; 2040: 0; 2041: 0; 2042: 0; 2043: 0; 2044: 0; 2045: 0; 2046: 0; 2047: 0; 2048: 0; 2049: 0; 2050: 0; 2051: 0; 2052: 0; 2053: 0; 2054: 0; 2055: 0; 2056: 0; 2057: 0; 2058: 0; 2059: 0; 2060: 0; 2061: 669632.555 | 669632.555 | 3.3737
2062 | 3.2044 | 2027: 0; 2028: 0; 2029: 0; 2030: 0; 2031: 0; 2032: 0; 2033: 0; 2034: 0; 2035: 0; 2036: 0; 2037: 0; 2038: 0; 2039: 0; 2040: 0; 2041: 0; 2042: 0; 2043: 0; 2044: 0; 2045: 0; 2046: 0; 2047: 0; 2048: 0; 2049: 0; 2050: 0; 2051: 0; 2052: 0; 2053: 0; 2054: 0; 2055: 0; 2056: 0; 2057: 0; 2058: 0; 2059: 0; 2060: 0; 2061: 744829.6192; 2062: 0 | 744829.6192 | 3.2099
2063 | 3.042 | 2027: 0; 2028: 0; 2029: 0; 2030: 0; 2031: 0; 2032: 0; 2033: 0; 2034: 0; 2035: 0; 2036: 0; 2037: 0; 2038: 0; 2039: 0; 2040: 0; 2041: 0; 2042: 0; 2043: 0; 2044: 0; 2045: 0; 2046: 0; 2047: 0; 2048: 0; 2049: 0; 2050: 0; 2051: 0; 2052: 0; 2053: 0; 2054: 0; 2055: 0; 2056: 0; 2057: 0; 2058: 0; 2059: 0; 2060: 0; 2061: 721181.9952; 2062: 0; 2063: 0 | 721181.9952 | 3.0471
2064 | 2.8805 | 2027: 0; 2028: 0; 2029: 0; 2030: 0; 2031: 0; 2032: 0; 2033: 0; 2034: 0; 2035: 0; 2036: 0; 2037: 0; 2038: 0; 2039: 0; 2040: 0; 2041: 0; 2042: 0; 2043: 0; 2044: 0; 2045: 0; 2046: 0; 2047: 0; 2048: 0; 2049: 0; 2050: 0; 2051: 0; 2052: 0; 2053: 0; 2054: 0; 2055: 0; 2056: 0; 2057: 0; 2058: 0; 2059: 0; 2060: 0; 2061: 698564.8115; 2062: 0; 2063: 0; 2064: 0 | 698564.8115 | 2.8852
2065 | 2.7197 | 2027: 0; 2028: 0; 2029: 0; 2030: 0; 2031: 0; 2032: 0; 2033: 0; 2034: 0; 2035: 0; 2036: 0; 2037: 0; 2038: 0; 2039: 0; 2040: 0; 2041: 0; 2042: 0; 2043: 0; 2044: 0; 2045: 0; 2046: 0; 2047: 0; 2048: 0; 2049: 0; 2050: 0; 2051: 0; 2052: 0; 2053: 0; 2054: 0; 2055: 0; 2056: 0; 2057: 0; 2058: 0; 2059: 0; 2060: 0; 2061: 676895.6328; 2062: 0; 2063: 0; 2064: 0; 2065: 0 | 676895.6328 | 2.724
2066 | 2.5596 | 2027: 0; 2028: 0; 2029: 0; 2030: 0; 2031: 0; 2032: 0; 2033: 0; 2034: 0; 2035: 0; 2036: 0; 2037: 0; 2038: 0; 2039: 0; 2040: 0; 2041: 0; 2042: 0; 2043: 0; 2044: 0; 2045: 0; 2046: 0; 2047: 0; 2048: 0; 2049: 0; 2050: 0; 2051: 0; 2052: 0; 2053: 0; 2054: 0; 2055: 0; 2056: 0; 2057: 0; 2058: 0; 2059: 0; 2060: 0; 2061: 656098.6187; 2062: 0; 2063: 0; 2064: 0; 2065: 0; 2066: 0 | 656098.6187 | 2.5636
2067 | 2.4001 | 2027: 0; 2028: 0; 2029: 0; 2030: 0; 2031: 0; 2032: 0; 2033: 0; 2034: 0; 2035: 0; 2036: 0; 2037: 0; 2038: 0; 2039: 0; 2040: 0; 2041: 0; 2042: 0; 2043: 0; 2044: 0; 2045: 0; 2046: 0; 2047: 0; 2048: 0; 2049: 0; 2050: 0; 2051: 0; 2052: 0; 2053: 0; 2054: 0; 2055: 0; 2056: 0; 2057: 0; 2058: 0; 2059: 0; 2060: 0; 2061: 636103.9961; 2062: 0; 2063: 0; 2064: 0; 2065: 0; 2066: 0; 2067: 0 | 636103.9961 | 2.4038
2068 | 2.2412 | 2027: 0; 2028: 0; 2029: 0; 2030: 0; 2031: 0; 2032: 0; 2033: 0; 2034: 0; 2035: 0; 2036: 0; 2037: 0; 2038: 0; 2039: 0; 2040: 0; 2041: 0; 2042: 0; 2043: 0; 2044: 0; 2045: 0; 2046: 0; 2047: 0; 2048: 0; 2049: 0; 2050: 0; 2051: 0; 2052: 0; 2053: 0; 2054: 0; 2055: 0; 2056: 0; 2057: 0; 2058: 0; 2059: 0; 2060: 0; 2061: 616847.5736; 2062: 0; 2063: 0; 2064: 0; 2065: 0; 2066: 0; 2067: 0; 2068: 0 | 616847.5736 | 2.2446
2069 | 2.0829 | 2027: 0; 2028: 0; 2029: 0; 2030: 0; 2031: 0; 2032: 0; 2033: 0; 2034: 0; 2035: 0; 2036: 0; 2037: 0; 2038: 0; 2039: 0; 2040: 0; 2041: 0; 2042: 0; 2043: 0; 2044: 0; 2045: 0; 2046: 0; 2047: 0; 2048: 0; 2049: 0; 2050: 0; 2051: 0; 2052: 0; 2053: 0; 2054: 0; 2055: 0; 2056: 0; 2057: 0; 2058: 0; 2059: 0; 2060: 0; 2061: 598270.2951; 2062: 0; 2063: 0; 2064: 0; 2065: 0; 2066: 0; 2067: 0; 2068: 0; 2069: 0 | 598270.2951 | 2.086
2070 | 1.9251 | 2027: 0; 2028: 0; 2029: 0; 2030: 0; 2031: 0; 2032: 0; 2033: 0; 2034: 0; 2035: 0; 2036: 0; 2037: 0; 2038: 0; 2039: 0; 2040: 0; 2041: 0; 2042: 0; 2043: 0; 2044: 0; 2045: 0; 2046: 0; 2047: 0; 2048: 0; 2049: 0; 2050: 0; 2051: 0; 2052: 0; 2053: 0; 2054: 0; 2055: 0; 2056: 0; 2057: 0; 2058: 0; 2059: 0; 2060: 0; 2061: 580317.8293; 2062: 0; 2063: 0; 2064: 0; 2065: 0; 2066: 0; 2067: 0; 2068: 0; 2069: 0; 2070: 0 | 580317.8293 | 1.9279
2071 | 1.7677 | 2027: 0; 2028: 0; 2029: 0; 2030: 0; 2031: 0; 2032: 0; 2033: 0; 2034: 0; 2035: 0; 2036: 0; 2037: 0; 2038: 0; 2039: 0; 2040: 0; 2041: 0; 2042: 0; 2043: 0; 2044: 0; 2045: 0; 2046: 0; 2047: 0; 2048: 0; 2049: 0; 2050: 0; 2051: 0; 2052: 0; 2053: 0; 2054: 0; 2055: 0; 2056: 0; 2057: 0; 2058: 0; 2059: 0; 2060: 0; 2061: 562940.1911; 2062: 0; 2063: 0; 2064: 0; 2065: 0; 2066: 0; 2067: 0; 2068: 0; 2069: 0; 2070: 0; 2071: 0 | 562940.1911 | 1.7703
2072 | 1.6107 | 2027: 0; 2028: 0; 2029: 0; 2030: 0; 2031: 0; 2032: 0; 2033: 0; 2034: 0; 2035: 0; 2036: 0; 2037: 0; 2038: 0; 2039: 0; 2040: 0; 2041: 0; 2042: 0; 2043: 0; 2044: 0; 2045: 0; 2046: 0; 2047: 0; 2048: 0; 2049: 0; 2050: 0; 2051: 0; 2052: 0; 2053: 0; 2054: 0; 2055: 0; 2056: 0; 2057: 0; 2058: 0; 2059: 0; 2060: 0; 2061: 546091.3942; 2062: 0; 2063: 0; 2064: 0; 2065: 0; 2066: 0; 2067: 0; 2068: 0; 2069: 0; 2070: 0; 2071: 0; 2072: 0 | 546091.3942 | 1.6131
2073 | 1.4542 | 2027: 0; 2028: 0; 2029: 0; 2030: 0; 2031: 0; 2032: 0; 2033: 0; 2034: 0; 2035: 0; 2036: 0; 2037: 0; 2038: 0; 2039: 0; 2040: 0; 2041: 0; 2042: 0; 2043: 0; 2044: 0; 2045: 0; 2046: 0; 2047: 0; 2048: 0; 2049: 0; 2050: 0; 2051: 0; 2052: 0; 2053: 0; 2054: 0; 2055: 0; 2056: 0; 2057: 0; 2058: 0; 2059: 0; 2060: 0; 2061: 529729.1314; 2062: 0; 2063: 0; 2064: 0; 2065: 0; 2066: 0; 2067: 0; 2068: 0; 2069: 0; 2070: 0; 2071: 0; 2072: 0; 2073: 0 | 529729.1314 | 1.4564
2074 | 1.2979 | 2027: 0; 2028: 0; 2029: 0; 2030: 0; 2031: 0; 2032: 0; 2033: 0; 2034: 0; 2035: 0; 2036: 0; 2037: 0; 2038: 0; 2039: 0; 2040: 0; 2041: 0; 2042: 0; 2043: 0; 2044: 0; 2045: 0; 2046: 0; 2047: 0; 2048: 0; 2049: 0; 2050: 0; 2051: 0; 2052: 0; 2053: 0; 2054: 0; 2055: 0; 2056: 0; 2057: 0; 2058: 0; 2059: 0; 2060: 0; 2061: 513814.4799; 2062: 0; 2063: 0; 2064: 0; 2065: 0; 2066: 0; 2067: 0; 2068: 0; 2069: 0; 2070: 0; 2071: 0; 2072: 0; 2073: 0; 2074: 0 | 513814.4799 | 1.3
2075 | 1.1421 | 0 | 0 | 0 | 0 | 0 | 0 | 0 | 0 | 0 | 0 | 0 | 0 | 0 | 0 | 0 | 0 | 0 | 0 | 0 | 0 | 0 | 0 | 0 | 0 | 0 | 0 | 0 | 0 | 0 | 0 | 0 | 0 | 0 | 0 | 498311.6308 | 0 | 0 | 0 | 0 | 0 | 0 | 0 | 0 | 0 | 0 | 0 | 0 | 0 | 0 | [32 empty] | 498311.6308 | 1.1439
2076 | 0.98647 | 0 | 0 | 0 | 0 | 0 | 0 | 0 | 0 | 0 | 0 | 0 | 0 | 0 | 0 | 0 | 0 | 0 | 0 | 0 | 0 | 0 | 0 | 0 | 0 | 0 | 0 | 0 | 0 | 0 | 0 | 0 | 0 | 0 | 0 | 483187.64 | 0 | 0 | 0 | 0 | 0 | 0 | 0 | 0 | 0 | 0 | 0 | 0 | 0 | 0 | 0 | [31 empty] | 483187.64 | 0.9882
2077 | 0.83116 | 0 | 0 | 0 | 0 | 0 | 0 | 0 | 0 | 0 | 0 | 0 | 0 | 0 | 0 | 0 | 0 | 0 | 0 | 0 | 0 | 0 | 0 | 0 | 0 | 0 | 0 | 0 | 0 | 0 | 0 | 0 | 0 | 0 | 0 | 468412.1988 | 0 | 0 | 0 | 0 | 0 | 0 | 0 | 0 | 0 | 0 | 0 | 0 | 0 | 0 | 0 | 0 | [30 empty] | 468412.1988 | 0.83275
2078 | 8.9471 | 0 | 0 | 0 | 0 | 0 | 0 | 0 | 0 | 0 | 0 | 0 | 0 | 0 | 0 | 0 | 0 | 0 | 0 | 0 | 0 | 0 | 0 | 0 | 0 | 0 | 0 | 0 | 0 | 0 | 0 | 0 | 0 | 0 | 0 | 453957.4232 | 0 | 0 | 0 | 0 | 0 | 0 | 0 | 0 | 0 | 0 | 0 | 0 | 0 | 0 | 0 | 0 | 0 | [29 empty] | 453957.4232 | 8.9578
2079 | 0 | 0 | 0 | 0 | 0 | 0 | 0 | 0 | 0 | 0 | 0 | 0 | 0 | 0 | 0 | 0 | 0 | 0 | 0 | 0 | 0 | 0 | 0 | 0 | 0 | 0 | 0 | 0 | 0 | 0 | 0 | 0 | 0 | 0 | 0 | 439797.6599 | 0 | 0 | 0 | 0 | 0 | 0 | 0 | 0 | 0 | 0 | 0 | 0 | 0 | 0 | 0 | 0 | 0 | 0 | [28 empty] | 439797.6599 | 0
2080 | 0 | 0 | 0 | 0 | 0 | 0 | 0 | 0 | 0 | 0 | 0 | 0 | 0 | 0 | 0 | 0 | 0 | 0 | 0 | 0 | 0 | 0 | 0 | 0 | 0 | 0 | 0 | 0 | 0 | 0 | 0 | 0 | 0 | 0 | 0 | 425909.308 | 0 | 0 | 0 | 0 | 0 | 0 | 0 | 0 | 0 | 0 | 0 | 0 | 0 | 0 | 0 | 0 | 0 | 0 | 0 | [27 empty] | 425909.308 | 0
2081 | 0 | 0 | 0 | 0 | 0 | 0 | 0 | 0 | 0 | 0 | 0 | 0 | 0 | 0 | 0 | 0 | 0 | 0 | 0 | 0 | 0 | 0 | 0 | 0 | 0 | 0 | 0 | 0 | 0 | 0 | 0 | 0 | 0 | 0 | 0 | 412270.6546 | 0 | 0 | 0 | 0 | 0 | 0 | 0 | 0 | 0 | 0 | 0 | 0 | 0 | 0 | 0 | 0 | 0 | 0 | 0 | 0 | [26 empty] | 412270.6546 | 0
2082 | 0 | 0 | 0 | 0 | 0 | 0 | 0 | 0 | 0 | 0 | 0 | 0 | 0 | 0 | 0 | 0 | 0 | 0 | 0 | 0 | 0 | 0 | 0 | 0 | 0 | 0 | 0 | 0 | 0 | 0 | 0 | 0 | 0 | 0 | 0 | 398861.7237 | 0 | 0 | 0 | 0 | 0 | 0 | 0 | 0 | 0 | 0 | 0 | 0 | 0 | 0 | 0 | 0 | 0 | 0 | 0 | 0 | 0 | [25 empty] | 398861.7237 | 0
2083 | 0 | 0 | 0 | 0 | 0 | 0 | 0 | 0 | 0 | 0 | 0 | 0 | 0 | 0 | 0 | 0 | 0 | 0 | 0 | 0 | 0 | 0 | 0 | 0 | 0 | 0 | 0 | 0 | 0 | 0 | 0 | 0 | 0 | 0 | 0 | 385664.1377 | 0 | 0 | 0 | 0 | 0 | 0 | 0 | 0 | 0 | 0 | 0 | 0 | 0 | 0 | 0 | 0 | 0 | 0 | 0 | 0 | 0 | 0 | [24 empty] | 385664.1377 | 0
2084 | 0 | 0 | 0 | 0 | 0 | 0 | 0 | 0 | 0 | 0 | 0 | 0 | 0 | 0 | 0 | 0 | 0 | 0 | 0 | 0 | 0 | 0 | 0 | 0 | 0 | 0 | 0 | 0 | 0 | 0 | 0 | 0 | 0 | 0 | 0 | 372660.9888 | 0 | 0 | 0 | 0 | 0 | 0 | 0 | 0 | 0 | 0 | 0 | 0 | 0 | 0 | 0 | 0 | 0 | 0 | 0 | 0 | 0 | 0 | 0 | [23 empty] | 372660.9888 | 0
2085 | 0 | 0 | 0 | 0 | 0 | 0 | 0 | 0 | 0 | 0 | 0 | 0 | 0 | 0 | 0 | 0 | 0 | 0 | 0 | 0 | 0 | 0 | 0 | 0 | 0 | 0 | 0 | 0 | 0 | 0 | 0 | 0 | 0 | 0 | 0 | 359836.7222 | 0 | 0 | 0 | 0 | 0 | 0 | 0 | 0 | 0 | 0 | 0 | 0 | 0 | 0 | 0 | 0 | 0 | 0 | 0 | 0 | 0 | 0 | 0 | 0 | [22 empty] | 359836.7222 | 0
2086 | 0 | 0 | 0 | 0 | 0 | 0 | 0 | 0 | 0 | 0 | 0 | 0 | 0 | 0 | 0 | 0 | 0 | 0 | 0 | 0 | 0 | 0 | 0 | 0 | 0 | 0 | 0 | 0 | 0 | 0 | 0 | 0 | 0 | 0 | 0 | 347177.0271 | 0 | 0 | 0 | 0 | 0 | 0 | 0 | 0 | 0 | 0 | 0 | 0 | 0 | 0 | 0 | 0 | 0 | 0 | 0 | 0 | 0 | 0 | 0 | 0 | 0 | [21 empty] | 347177.0271 | 0
2087 | 0 | 0 | 0 | 0 | 0 | 0 | 0 | 0 | 0 | 0 | 0 | 0 | 0 | 0 | 0 | 0 | 0 | 0 | 0 | 0 | 0 | 0 | 0 | 0 | 0 | 0 | 0 | 0 | 0 | 0 | 0 | 0 | 0 | 0 | 0 | 334668.7381 | 0 | 0 | 0 | 0 | 0 | 0 | 0 | 0 | 0 | 0 | 0 | 0 | 0 | 0 | 0 | 0 | 0 | 0 | 0 | 0 | 0 | 0 | 0 | 0 | 0 | 0 | [20 empty] | 334668.7381 | 0
2088 | 0 | 0 | 0 | 0 | 0 | 0 | 0 | 0 | 0 | 0 | 0 | 0 | 0 | 0 | 0 | 0 | 0 | 0 | 0 | 0 | 0 | 0 | 0 | 0 | 0 | 0 | 0 | 0 | 0 | 0 | 0 | 0 | 0 | 0 | 0 | 322299.7424 | 0 | 0 | 0 | 0 | 0 | 0 | 0 | 0 | 0 | 0 | 0 | 0 | 0 | 0 | 0 | 0 | 0 | 0 | 0 | 0 | 0 | 0 | 0 | 0 | 0 | 0 | 0 | [19 empty] | 322299.7424 | 0
2089 | 0 | 0 | 0 | 0 | 0 | 0 | 0 | 0 | 0 | 0 | 0 | 0 | 0 | 0 | 0 | 0 | 0 | 0 | 0 | 0 | 0 | 0 | 0 | 0 | 0 | 0 | 0 | 0 | 0 | 0 | 0 | 0 | 0 | 0 | 0 | 310058.8967 | 0 | 0 | 0 | 0 | 0 | 0 | 0 | 0 | 0 | 0 | 0 | 0 | 0 | 0 | 0 | 0 | 0 | 0 | 0 | 0 | 0 | 0 | 0 | 0 | 0 | 0 | 0 | 0 | [18 empty] | 310058.8967 | 0
2090 | 0 | 0 | 0 | 0 | 0 | 0 | 0 | 0 | 0 | 0 | 0 | 0 | 0 | 0 | 0 | 0 | 0 | 0 | 0 | 0 | 0 | 0 | 0 | 0 | 0 | 0 | 0 | 0 | 0 | 0 | 0 | 0 | 0 | 0 | 0 | 297935.949 | 0 | 0 | 0 | 0 | 0 | 0 | 0 | 0 | 0 | 0 | 0 | 0 | 0 | 0 | 0 | 0 | 0 | 0 | 0 | 0 | 0 | 0 | 0 | 0 | 0 | 0 | 0 | 0 | 0 | [17 empty] | 297935.949 | 0
2091 | 0 | 0 | 0 | 0 | 0 | 0 | 0 | 0 | 0 | 0 | 0 | 0 | 0 | 0 | 0 | 0 | 0 | 0 | 0 | 0 | 0 | 0 | 0 | 0 | 0 | 0 | 0 | 0 | 0 | 0 | 0 | 0 | 0 | 0 | 0 | 285921.4674 | 0 | 0 | 0 | 0 | 0 | 0 | 0 | 0 | 0 | 0 | 0 | 0 | 0 | 0 | 0 | 0 | 0 | 0 | 0 | 0 | 0 | 0 | 0 | 0 | 0 | 0 | 0 | 0 | 0 | 0 | [16 empty] | 285921.4674 | 0
2092 | 0 | 0 | 0 | 0 | 0 | 0 | 0 | 0 | 0 | 0 | 0 | 0 | 0 | 0 | 0 | 0 | 0 | 0 | 0 | 0 | 0 | 0 | 0 | 0 | 0 | 0 | 0 | 0 | 0 | 0 | 0 | 0 | 0 | 0 | 0 | 274006.7746 | 0 | 0 | 0 | 0 | 0 | 0 | 0 | 0 | 0 | 0 | 0 | 0 | 0 | 0 | 0 | 0 | 0 | 0 | 0 | 0 | 0 | 0 | 0 | 0 | 0 | 0 | 0 | 0 | 0 | 0 | 0 | [15 empty] | 274006.7746 | 0
2093 | 0 | 0 | 0 | 0 | 0 | 0 | 0 | 0 | 0 | 0 | 0 | 0 | 0 | 0 | 0 | 0 | 0 | 0 | 0 | 0 | 0 | 0 | 0 | 0 | 0 | 0 | 0 | 0 | 0 | 0 | 0 | 0 | 0 | 0 | 0 | 262183.8876 | 0 | 0 | 0 | 0 | 0 | 0 | 0 | 0 | 0 | 0 | 0 | 0 | 0 | 0 | 0 | 0 | 0 | 0 | 0 | 0 | 0 | 0 | 0 | 0 | 0 | 0 | 0 | 0 | 0 | 0 | 0 | 0 | [14 empty] | 262183.8876 | 0
2094 | 0 | 0 | 0 | 0 | 0 | 0 | 0 | 0 | 0 | 0 | 0 | 0 | 0 | 0 | 0 | 0 | 0 | 0 | 0 | 0 | 0 | 0 | 0 | 0 | 0 | 0 | 0 | 0 | 0 | 0 | 0 | 0 | 0 | 0 | 0 | 250445.4619 | 0 | 0 | 0 | 0 | 0 | 0 | 0 | 0 | 0 | 0 | 0 | 0 | 0 | 0 | 0 | 0 | 0 | 0 | 0 | 0 | 0 | 0 | 0 | 0 | 0 | 0 | 0 | 0 | 0 | 0 | 0 | 0 | 0 | [13 empty] | 250445.4619 | 0
2095 | 0 | 0 | 0 | 0 | 0 | 0 | 0 | 0 | 0 | 0 | 0 | 0 | 0 | 0 | 0 | 0 | 0 | 0 | 0 | 0 | 0 | 0 | 0 | 0 | 0 | 0 | 0 | 0 | 0 | 0 | 0 | 0 | 0 | 0 | 0 | 238784.7405 | 0 | 0 | 0 | 0 | 0 | 0 | 0 | 0 | 0 | 0 | 0 | 0 | 0 | 0 | 0 | 0 | 0 | 0 | 0 | 0 | 0 | 0 | 0 | 0 | 0 | 0 | 0 | 0 | 0 | 0 | 0 | 0 | 0 | 0 | [12 empty] | 238784.7405 | 0
2096 | 0 | 0 | 0 | 0 | 0 | 0 | 0 | 0 | 0 | 0 | 0 | 0 | 0 | 0 | 0 | 0 | 0 | 0 | 0 | 0 | 0 | 0 | 0 | 0 | 0 | 0 | 0 | 0 | 0 | 0 | 0 | 0 | 0 | 0 | 0 | 227195.5071 | 0 | 0 | 0 | 0 | 0 | 0 | 0 | 0 | 0 | 0 | 0 | 0 | 0 | 0 | 0 | 0 | 0 | 0 | 0 | 0 | 0 | 0 | 0 | 0 | 0 | 0 | 0 | 0 | 0 | 0 | 0 | 0 | 0 | 0 | 0 | [11 empty] | 227195.5071 | 0
2097 | 0 | 0 | 0 | 0 | 0 | 0 | 0 | 0 | 0 | 0 | 0 | 0 | 0 | 0 | 0 | 0 | 0 | 0 | 0 | 0 | 0 | 0 | 0 | 0 | 0 | 0 | 0 | 0 | 0 | 0 | 0 | 0 | 0 | 0 | 0 | 215672.0428 | 0 | 0 | 0 | 0 | 0 | 0 | 0 | 0 | 0 | 0 | 0 | 0 | 0 | 0 | 0 | 0 | 0 | 0 | 0 | 0 | 0 | 0 | 0 | 0 | 0 | 0 | 0 | 0 | 0 | 0 | 0 | 0 | 0 | 0 | 0 | 0 | [10 empty] | 215672.0428 | 0
2098 | 0 | 0 | 0 | 0 | 0 | 0 | 0 | 0 | 0 | 0 | 0 | 0 | 0 | 0 | 0 | 0 | 0 | 0 | 0 | 0 | 0 | 0 | 0 | 0 | 0 | 0 | 0 | 0 | 0 | 0 | 0 | 0 | 0 | 0 | 0 | 204209.0858 | 0 | 0 | 0 | 0 | 0 | 0 | 0 | 0 | 0 | 0 | 0 | 0 | 0 | 0 | 0 | 0 | 0 | 0 | 0 | 0 | 0 | 0 | 0 | 0 | 0 | 0 | 0 | 0 | 0 | 0 | 0 | 0 | 0 | 0 | 0 | 0 | 0 | [9 empty] | 204209.0858 | 0
2099 | 0 | 0 | 0 | 0 | 0 | 0 | 0 | 0 | 0 | 0 | 0 | 0 | 0 | 0 | 0 | 0 | 0 | 0 | 0 | 0 | 0 | 0 | 0 | 0 | 0 | 0 | 0 | 0 | 0 | 0 | 0 | 0 | 0 | 0 | 0 | 192801.7958 | 0 | 0 | 0 | 0 | 0 | 0 | 0 | 0 | 0 | 0 | 0 | 0 | 0 | 0 | 0 | 0 | 0 | 0 | 0 | 0 | 0 | 0 | 0 | 0 | 0 | 0 | 0 | 0 | 0 | 0 | 0 | 0 | 0 | 0 | 0 | 0 | 0 | 0 | [8 empty] | 192801.7958 | 0
2100 | 0 | 0 | 0 | 0 | 0 | 0 | 0 | 0 | 0 | 0 | 0 | 0 | 0 | 0 | 0 | 0 | 0 | 0 | 0 | 0 | 0 | 0 | 0 | 0 | 0 | 0 | 0 | 0 | 0 | 0 | 0 | 0 | 0 | 0 | 0 | 181445.7193 | 0 | 0 | 0 | 0 | 0 | 0 | 0 | 0 | 0 | 0 | 0 | 0 | 0 | 0 | 0 | 0 | 0 | 0 | 0 | 0 | 0 | 0 | 0 | 0 | 0 | 0 | 0 | 0 | 0 | 0 | 0 | 0 | 0 | 0 | 0 | 0 | 0 | 0 | 0 | [7 empty] | 181445.7193 | 0
2101 | 0 | 0 | 0 | 0 | 0 | 0 | 0 | 0 | 0 | 0 | 0 | 0 | 0 | 0 | 0 | 0 | 0 | 0 | 0 | 0 | 0 | 0 | 0 | 0 | 0 | 0 | 0 | 0 | 0 | 0 | 0 | 0 | 0 | 0 | 0 | 170136.7592 | 0 | 0 | 0 | 0 | 0 | 0 | 0 | 0 | 0 | 0 | 0 | 0 | 0 | 0 | 0 | 0 | 0 | 0 | 0 | 0 | 0 | 0 | 0 | 0 | 0 | 0 | 0 | 0 | 0 | 0 | 0 | 0 | 0 | 0 | 0 | 0 | 0 | 0 | 0 | 0 | [6 empty] | 170136.7592 | 0
2102 | 0 | 0 | 0 | 0 | 0 | 0 | 0 | 0 | 0 | 0 | 0 | 0 | 0 | 0 | 0 | 0 | 0 | 0 | 0 | 0 | 0 | 0 | 0 | 0 | 0 | 0 | 0 | 0 | 0 | 0 | 0 | 0 | 0 | 0 | 0 | 158871.1462 | 0 | 0 | 0 | 0 | 0 | 0 | 0 | 0 | 0 | 0 | 0 | 0 | 0 | 0 | 0 | 0 | 0 | 0 | 0 | 0 | 0 | 0 | 0 | 0 | 0 | 0 | 0 | 0 | 0 | 0 | 0 | 0 | 0 | 0 | 0 | 0 | 0 | 0 | 0 | 0 | 0 | [5 empty] | 158871.1462 | 0
2103 | 0 | 0 | 0 | 0 | 0 | 0 | 0 | 0 | 0 | 0 | 0 | 0 | 0 | 0 | 0 | 0 | 0 | 0 | 0 | 0 | 0 | 0 | 0 | 0 | 0 | 0 | 0 | 0 | 0 | 0 | 0 | 0 | 0 | 0 | 0 | 147645.4126 | 0 | 0 | 0 | 0 | 0 | 0 | 0 | 0 | 0 | 0 | 0 | 0 | 0 | 0 | 0 | 0 | 0 | 0 | 0 | 0 | 0 | 0 | 0 | 0 | 0 | 0 | 0 | 0 | 0 | 0 | 0 | 0 | 0 | 0 | 0 | 0 | 0 | 0 | 0 | 0 | 0 | 0 |  |  |  |  | 147645.4126 | 0
2104 | 0 | 0 | 0 | 0 | 0 | 0 | 0 | 0 | 0 | 0 | 0 | 0 | 0 | 0 | 0 | 0 | 0 | 0 | 0 | 0 | 0 | 0 | 0 | 0 | 0 | 0 | 0 | 0 | 0 | 0 | 0 | 0 | 0 | 0 | 0 | 136456.3679 | 0 | 0 | 0 | 0 | 0 | 0 | 0 | 0 | 0 | 0 | 0 | 0 | 0 | 0 | 0 | 0 | 0 | 0 | 0 | 0 | 0 | 0 | 0 | 0 | 0 | 0 | 0 | 0 | 0 | 0 | 0 | 0 | 0 | 0 | 0 | 0 | 0 | 0 | 0 | 0 | 0 | 0 | 0 |  |  |  | 136456.3679 | 0
2105 | 0 | 0 | 0 | 0 | 0 | 0 | 0 | 0 | 0 | 0 | 0 | 0 | 0 | 0 | 0 | 0 | 0 | 0 | 0 | 0 | 0 | 0 | 0 | 0 | 0 | 0 | 0 | 0 | 0 | 0 | 0 | 0 | 0 | 0 | 0 | 125301.0772 | 0 | 0 | 0 | 0 | 0 | 0 | 0 | 0 | 0 | 0 | 0 | 0 | 0 | 0 | 0 | 0 | 0 | 0 | 0 | 0 | 0 | 0 | 0 | 0 | 0 | 0 | 0 | 0 | 0 | 0 | 0 | 0 | 0 | 0 | 0 | 0 | 0 | 0 | 0 | 0 | 0 | 0 | 0 | 0 |  |  | 125301.0772 | 0
2106 | 0 | 0 | 0 | 0 | 0 | 0 | 0 | 0 | 0 | 0 | 0 | 0 | 0 | 0 | 0 | 0 | 0 | 0 | 0 | 0 | 0 | 0 | 0 | 0 | 0 | 0 | 0 | 0 | 0 | 0 | 0 | 0 | 0 | 0 | 0 | 114176.84 | 0 | 0 | 0 | 0 | 0 | 0 | 0 | 0 | 0 | 0 | 0 | 0 | 0 | 0 | 0 | 0 | 0 | 0 | 0 | 0 | 0 | 0 | 0 | 0 | 0 | 0 | 0 | 0 | 0 | 0 | 0 | 0 | 0 | 0 | 0 | 0 | 0 | 0 | 0 | 0 | 0 | 0 | 0 | 0 | 0 |  | 114176.84 | 0
2107 | 0 | 0 | 0 | 0 | 0 | 0 | 0 | 0 | 0 | 0 | 0 | 0 | 0 | 0 | 0 | 0 | 0 | 0 | 0 | 0 | 0 | 0 | 0 | 0 | 0 | 0 | 0 | 0 | 0 | 0 | 0 | 0 | 0 | 0 | 0 | 103081.1721 | 0 | 0 | 0 | 0 | 0 | 0 | 0 | 0 | 0 | 0 | 0 | 0 | 0 | 0 | 0 | 0 | 0 | 0 | 0 | 0 | 0 | 0 | 0 | 0 | 0 | 0 | 0 | 0 | 0 | 0 | 0 | 0 | 0 | 0 | 0 | 0 | 0 | 0 | 0 | 0 | 0 | 0 | 0 | 0 | 0 | 0 | 103081.1721 | 0
Total | 271.2639 | 0 | 0 | 0 | 0 | 0 | 0 | 0 | 0 | 0 | 0 | 0 | 0 | 0 | 0 | 0 | 0 | 0 | 0 | 0 | 0 | 0 | 0 | 0 | 0 | 0 | 0 | 0 | 0 | 0 | 0 | 0 | 0 | 0 | 0 | 18350663.822 | 0 | 0 | 0 | 0 | 0 | 0 | 0 | 0 | 0 | 0 | 0 | 0 | 0 | 0 | 0 | 0 | 0 | 0 | 0 | 0 | 0 | 0 | 0 | 0 | 0 | 0 | 0 | 0 | 0 | 0 | 0 | 0 | 0 | 0 | 0 | 0 | 0 | 0 | 0 | 0 | 0 | 0 | 0 | 0 | 0 | 0 | 18350663.822 | 0
0
SUNCOST |  | 0 | 0 | 0 | 0 | 0 | 0 | 0 | 0 | 0 | 0 | 0 | 0 | 0 | 0 | 0 | 0 | 0 | 0 | 0 | 0 | 0 | 0 | 0 | 0 | 0 | 0 | 0 | 0 | 0 | 0 | 0 | 0 | 0 | 0 | 17681031.267 | 16936201.6478 | 16215019.6526 | 15516454.8411 | 14839559.2083 | 14183460.5895 | 13547356.5934 | 12930509.0199 | 12332238.7247 | 11751920.8954 | 11188980.7043 | 10642889.3101 | 10113160.1788 | 9599345.6989 | 9101034.068 | 8617846.428 | 8149434.2292 | 7695476.8061 | 7255679.1462 | 6829769.8381 | 6417499.1836 | 6018637.4598 | 5632973.3222 | 5260312.3334 | 4900475.6112 | 4553298.5841 | 4218629.846 | 7792660.2072 | 3586271.2069 | 3288335.2579 | 3002413.7905 | 2728407.0159 | 2466223.1283 | 2215777.6664 | 1976992.9259 | 1749797.4188 | 1534125.376 | 1329916.2902 | 1137114.4944 | 955668.7751 | 785532.0159 | 626660.8698 | 479015.4572 | 342559.0893 | 217258.0121 | 103081.1721 | 0 |  | 0
NPV SUNK COST | [83 empty] | 0
2027 |  | 0 | 0 | 0 | 0 | 0 | 0 | 0 | 0 | 0 | 0 | 0 | 0 | 0 | 0 | 0 | 0 | 0 | 0 | 0 | 0 | 0 | 0 | 0 | 0 | 0 | 0 | 0 | 0 | 0 | 0 | 0 | 0 | 0 | 0 | -7719442.7852 | 0 | 0 | 0 | 0 | 0 | 0 | 0 | 0 | 0 | 0 | 0 | 0 | 0 | 0 | 0 | 0 | 0 | 0 | 0 | 0 | 0 | 0 | 0 | 0 | 0 | 0 | 0 | 0 | 0 | 0 | 0 | 0 | 0 | 0 | 0 | 0 | 0 | 0 | 0 | 0 | 0 | 0 | 0 | 0 | 0 | 0 | 0 | 0
2028 |  | 0 | 0 | 0 | 0 | 0 | 0 | 0 | 0 | 0 | 0 | 0 | 0 | 0 | 0 | 0 | 0 | 0 | 0 | 0 | 0 | 0 | 0 | 0 | 0 | 0 | 0 | 0 | 0 | 0 | 0 | 0 | 0 | 0 | 0 | -7243542.0711 | 0 | 0 | 0 | 0 | 0 | 0 | 0 | 0 | 0 | 0 | 0 | 0 | 0 | 0 | 0 | 0 | 0 | 0 | 0 | 0 | 0 | 0 | 0 | 0 | 0 | 0 | 0 | 0 | 0 | 0 | 0 | 0 | 0 | 0 | 0 | 0 | 0 | 0 | 0 | 0 | 0 | 0 | 0 | 0 | 0 | 0 | 0 | 0
2029 |  | 0 | 0 | 0 | 0 | 0 | 0 | 0 | 0 | 0 | 0 | 0 | 0 | 0 | 0 | 0 | 0 | 0 | 0 | 0 | 0 | 0 | 0 | 0 | 0 | 0 | 0 | 0 | 0 | 0 | 0 | 0 | 0 | 0 | 0 | -6796980.4552 | 0 | 0 | 0 | 0 | 0 | 0 | 0 | 0 | 0 | 0 | 0 | 0 | 0 | 0 | 0 | 0 | 0 | 0 | 0 | 0 | 0 | 0 | 0 | 0 | 0 | 0 | 0 | 0 | 0 | 0 | 0 | 0 | 0 | 0 | 0 | 0 | 0 | 0 | 0 | 0 | 0 | 0 | 0 | 0 | 0 | 0 | 0 | 0
2030 |  | 0 | 0 | 0 | 0 | 0 | 0 | 0 | 0 | 0 | 0 | 0 | 0 | 0 | 0 | 0 | 0 | 0 | 0 | 0 | 0 | 0 | 0 | 0 | 0 | 0 | 0 | 0 | 0 | 0 | 0 | 0 | 0 | 0 | 0 | -6377949.1932 | 0 | 0 | 0 | 0 | 0 | 0 | 0 | 0 | 0 | 0 | 0 | 0 | 0 | 0 | 0 | 0 | 0 | 0 | 0 | 0 | 0 | 0 | 0 | 0 | 0 | 0 | 0 | 0 | 0 | 0 | 0 | 0 | 0 | 0 | 0 | 0 | 0 | 0 | 0 | 0 | 0 | 0 | 0 | 0 | 0 | 0 | 0 | 0
2031 |  | 0 | 0 | 0 | 0 | 0 | 0 | 0 | 0 | 0 | 0 | 0 | 0 | 0 | 0 | 0 | 0 | 0 | 0 | 0 | 0 | 0 | 0 | 0 | 0 | 0 | 0 | 0 | 0 | 0 | 0 | 0 | 0 | 0 | 0 | -5984751.0493 | 0 | 0 | 0 | 0 | 0 | 0 | 0 | 0 | 0 | 0 | 0 | 0 | 0 | 0 | 0 | 0 | 0 | 0 | 0 | 0 | 0 | 0 | 0 | 0 | 0 | 0 | 0 | 0 | 0 | 0 | 0 | 0 | 0 | 0 | 0 | 0 | 0 | 0 | 0 | 0 | 0 | 0 | 0 | 0 | 0 | 0 | 0 | 0
2032 |  | 0 | 0 | 0 | 0 | 0 | 0 | 0 | 0 | 0 | 0 | 0 | 0 | 0 | 0 | 0 | 0 | 0 | 0 | 0 | 0 | 0 | 0 | 0 | 0 | 0 | 0 | 0 | 0 | 0 | 0 | 0 | 0 | 0 | 0 | -5615793.4215 | 0 | 0 | 0 | 0 | 0 | 0 | 0 | 0 | 0 | 0 | 0 | 0 | 0 | 0 | 0 | 0 | 0 | 0 | 0 | 0 | 0 | 0 | 0 | 0 | 0 | 0 | 0 | 0 | 0 | 0 | 0 | 0 | 0 | 0 | 0 | 0 | 0 | 0 | 0 | 0 | 0 | 0 | 0 | 0 | 0 | 0 | 0 | 0
2033 |  | 0 | 0 | 0 | 0 | 0 | 0 | 0 | 0 | 0 | 0 | 0 | 0 | 0 | 0 | 0 | 0 | 0 | 0 | 0 | 0 | 0 | 0 | 0 | 0 | 0 | 0 | 0 | 0 | 0 | 0 | 0 | 0 | 0 | 0 | -5269581.8913 | 0 | 0 | 0 | 0 | 0 | 0 | 0 | 0 | 0 | 0 | 0 | 0 | 0 | 0 | 0 | 0 | 0 | 0 | 0 | 0 | 0 | 0 | 0 | 0 | 0 | 0 | 0 | 0 | 0 | 0 | 0 | 0 | 0 | 0 | 0 | 0 | 0 | 0 | 0 | 0 | 0 | 0 | 0 | 0 | 0 | 0 | 0 | 0
2034 |  | 0 | 0 | 0 | 0 | 0 | 0 | 0 | 0 | 0 | 0 | 0 | 0 | 0 | 0 | 0 | 0 | 0 | 0 | 0 | 0 | 0 | 0 | 0 | 0 | 0 | 0 | 0 | 0 | 0 | 0 | 0 | 0 | 0 | 0 | -4944714.1703 | 0 | 0 | 0 | 0 | 0 | 0 | 0 | 0 | 0 | 0 | 0 | 0 | 0 | 0 | 0 | 0 | 0 | 0 | 0 | 0 | 0 | 0 | 0 | 0 | 0 | 0 | 0 | 0 | 0 | 0 | 0 | 0 | 0 | 0 | 0 | 0 | 0 | 0 | 0 | 0 | 0 | 0 | 0 | 0 | 0 | 0 | 0 | 0
2035 |  | 0 | 0 | 0 | 0 | 0 | 0 | 0 | 0 | 0 | 0 | 0 | 0 | 0 | 0 | 0 | 0 | 0 | 0 | 0 | 0 | 0 | 0 | 0 | 0 | 0 | 0 | 0 | 0 | 0 | 0 | 0 | 0 | 0 | 0 | -4639874.4208 | 0 | 0 | 0 | 0 | 0 | 0 | 0 | 0 | 0 | 0 | 0 | 0 | 0 | 0 | 0 | 0 | 0 | 0 | 0 | 0 | 0 | 0 | 0 | 0 | 0 | 0 | 0 | 0 | 0 | 0 | 0 | 0 | 0 | 0 | 0 | 0 | 0 | 0 | 0 | 0 | 0 | 0 | 0 | 0 | 0 | 0 | 0 | 0
2036 |  | 0 | 0 | 0 | 0 | 0 | 0 | 0 | 0 | 0 | 0 | 0 | 0 | 0 | 0 | 0 | 0 | 0 | 0 | 0 | 0 | 0 | 0 | 0 | 0 | 0 | 0 | 0 | 0 | 0 | 0 | 0 | 0 | 0 | 0 | -4353827.9261 | 0 | 0 | 0 | 0 | 0 | 0 | 0 | 0 | 0 | 0 | 0 | 0 | 0 | 0 | 0 | 0 | 0 | 0 | 0 | 0 | 0 | 0 | 0 | 0 | 0 | 0 | 0 | 0 | 0 | 0 | 0 | 0 | 0 | 0 | 0 | 0 | 0 | 0 | 0 | 0 | 0 | 0 | 0 | 0 | 0 | 0 | 0 | 0
2037 |  | 0 | 0 | 0 | 0 | 0 | 0 | 0 | 0 | 0 | 0 | 0 | 0 | 0 | 0 | 0 | 0 | 0 | 0 | 0 | 0 | 0 | 0 | 0 | 0 | 0 | 0 | 0 | 0 | 0 | 0 | 0 | 0 | 0 | 0 | -4085416.089 | 0 | 0 | 0 | 0 | 0 | 0 | 0 | 0 | 0 | 0 | 0 | 0 | 0 | 0 | 0 | 0 | 0 | 0 | 0 | 0 | 0 | 0 | 0 | 0 | 0 | 0 | 0 | 0 | 0 | 0 | 0 | 0 | 0 | 0 | 0 | 0 | 0 | 0 | 0 | 0 | 0 | 0 | 0 | 0 | 0 | 0 | 0 | 0
2038 |  | 0 | 0 | 0 | 0 | 0 | 0 | 0 | 0 | 0 | 0 | 0 | 0 | 0 | 0 | 0 | 0 | 0 | 0 | 0 | 0 | 0 | 0 | 0 | 0 | 0 | 0 | 0 | 0 | 0 | 0 | 0 | 0 | 0 | 0 | -3833551.7397 | 0 | 0 | 0 | 0 | 0 | 0 | 0 | 0 | 0 | 0 | 0 | 0 | 0 | 0 | 0 | 0 | 0 | 0 | 0 | 0 | 0 | 0 | 0 | 0 | 0 | 0 | 0 | 0 | 0 | 0 | 0 | 0 | 0 | 0 | 0 | 0 | 0 | 0 | 0 | 0 | 0 | 0 | 0 | 0 | 0 | 0 | 0 | 0
2039 |  | 0 | 0 | 0 | 0 | 0 | 0 | 0 | 0 | 0 | 0 | 0 | 0 | 0 | 0 | 0 | 0 | 0 | 0 | 0 | 0 | 0 | 0 | 0 | 0 | 0 | 0 | 0 | 0 | 0 | 0 | 0 | 0 | 0 | 0 | -3597214.7318 | 0 | 0 | 0 | 0 | 0 | 0 | 0 | 0 | 0 | 0 | 0 | 0 | 0 | 0 | 0 | 0 | 0 | 0 | 0 | 0 | 0 | 0 | 0 | 0 | 0 | 0 | 0 | 0 | 0 | 0 | 0 | 0 | 0 | 0 | 0 | 0 | 0 | 0 | 0 | 0 | 0 | 0 | 0 | 0 | 0 | 0 | 0 | 0
2040 |  | 0 | 0 | 0 | 0 | 0 | 0 | 0 | 0 | 0 | 0 | 0 | 0 | 0 | 0 | 0 | 0 | 0 | 0 | 0 | 0 | 0 | 0 | 0 | 0 | 0 | 0 | 0 | 0 | 0 | 0 | 0 | 0 | 0 | 0 | -3375447.8107 | 0 | 0 | 0 | 0 | 0 | 0 | 0 | 0 | 0 | 0 | 0 | 0 | 0 | 0 | 0 | 0 | 0 | 0 | 0 | 0 | 0 | 0 | 0 | 0 | 0 | 0 | 0 | 0 | 0 | 0 | 0 | 0 | 0 | 0 | 0 | 0 | 0 | 0 | 0 | 0 | 0 | 0 | 0 | 0 | 0 | 0 | 0 | 0
2041 |  | 0 | 0 | 0 | 0 | 0 | 0 | 0 | 0 | 0 | 0 | 0 | 0 | 0 | 0 | 0 | 0 | 0 | 0 | 0 | 0 | 0 | 0 | 0 | 0 | 0 | 0 | 0 | 0 | 0 | 0 | 0 | 0 | 0 | 0 | -3167352.7359 | 0 | 0 | 0 | 0 | 0 | 0 | 0 | 0 | 0 | 0 | 0 | 0 | 0 | 0 | 0 | 0 | 0 | 0 | 0 | 0 | 0 | 0 | 0 | 0 | 0 | 0 | 0 | 0 | 0 | 0 | 0 | 0 | 0 | 0 | 0 | 0 | 0 | 0 | 0 | 0 | 0 | 0 | 0 | 0 | 0 | 0 | 0
2042 |  | 0 | 0 | 0 | 0 | 0 | 0 | 0 | 0 | 0 | 0 | 0 | 0 | 0 | 0 | 0 | 0 | 0 | 0 | 0 | 0 | 0 | 0 | 0 | 0 | 0 | 0 | 0 | 0 | 0 | 0 | 0 | 0 | 0 | 0 | -2972086.6435 | 0 | 0 | 0 | 0 | 0 | 0 | 0 | 0 | 0 | 0 | 0 | 0 | 0 | 0 | 0 | 0 | 0 | 0 | 0 | 0 | 0 | 0 | 0 | 0 | 0 | 0 | 0 | 0 | 0 | 0 | 0 | 0 | 0 | 0 | 0 | 0 | 0 | 0 | 0 | 0 | 0 | 0 | 0 | 0 | 0 | 0 | 0
2043 |  | 0 | 0 | 0 | 0 | 0 | 0 | 0 | 0 | 0 | 0 | 0 | 0 | 0 | 0 | 0 | 0 | 0 | 0 | 0 | 0 | 0 | 0 | 0 | 0 | 0 | 0 | 0 | 0 | 0 | 0 | 0 | 0 | 0 | 0 | -2788858.6314 | 0 | 0 | 0 | 0 | 0 | 0 | 0 | 0 | 0 | 0 | 0 | 0 | 0 | 0 | 0 | 0 | 0 | 0 | 0 | 0 | 0 | 0 | 0 | 0 | 0 | 0 | 0 | 0 | 0 | 0 | 0 | 0 | 0 | 0 | 0 | 0 | 0 | 0 | 0 | 0 | 0 | 0 | 0 | 0 | 0 | 0 | 0
2044 |  | 0 | 0 | 0 | 0 | 0 | 0 | 0 | 0 | 0 | 0 | 0 | 0 | 0 | 0 | 0 | 0 | 0 | 0 | 0 | 0 | 0 | 0 | 0 | 0 | 0 | 0 | 0 | 0 | 0 | 0 | 0 | 0 | 0 | 0 | -2616926.5566 | 0 | 0 | 0 | 0 | 0 | 0 | 0 | 0 | 0 | 0 | 0 | 0 | 0 | 0 | 0 | 0 | 0 | 0 | 0 | 0 | 0 | 0 | 0 | 0 | 0 | 0 | 0 | 0 | 0 | 0 | 0 | 0 | 0 | 0 | 0 | 0 | 0 | 0 | 0 | 0 | 0 | 0 | 0 | 0 | 0 | 0 | 0
2045 |  | 0 | 0 | 0 | 0 | 0 | 0 | 0 | 0 | 0 | 0 | 0 | 0 | 0 | 0 | 0 | 0 | 0 | 0 | 0 | 0 | 0 | 0 | 0 | 0 | 0 | 0 | 0 | 0 | 0 | 0 | 0 | 0 | 0 | 0 | -2455594.0289 | 0 | 0 | 0 | 0 | 0 | 0 | 0 | 0 | 0 | 0 | 0 | 0 | 0 | 0 | 0 | 0 | 0 | 0 | 0 | 0 | 0 | 0 | 0 | 0 | 0 | 0 | 0 | 0 | 0 | 0 | 0 | 0 | 0 | 0 | 0 | 0 | 0 | 0 | 0 | 0 | 0 | 0 | 0 | 0 | 0 | 0 | 0
2046 |  | 0 | 0 | 0 | 0 | 0 | 0 | 0 | 0 | 0 | 0 | 0 | 0 | 0 | 0 | 0 | 0 | 0 | 0 | 0 | 0 | 0 | 0 | 0 | 0 | 0 | 0 | 0 | 0 | 0 | 0 | 0 | 0 | 0 | 0 | -2304207.5902 | 0 | 0 | 0 | 0 | 0 | 0 | 0 | 0 | 0 | 0 | 0 | 0 | 0 | 0 | 0 | 0 | 0 | 0 | 0 | 0 | 0 | 0 | 0 | 0 | 0 | 0 | 0 | 0 | 0 | 0 | 0 | 0 | 0 | 0 | 0 | 0 | 0 | 0 | 0 | 0 | 0 | 0 | 0 | 0 | 0 | 0 | 0
2047 |  | 0 | 0 | 0 | 0 | 0 | 0 | 0 | 0 | 0 | 0 | 0 | 0 | 0 | 0 | 0 | 0 | 0 | 0 | 0 | 0 | 0 | 0 | 0 | 0 | 0 | 0 | 0 | 0 | 0 | 0 | 0 | 0 | 0 | 0 | -2162154.068 | 0 | 0 | 0 | 0 | 0 | 0 | 0 | 0 | 0 | 0 | 0 | 0 | 0 | 0 | 0 | 0 | 0 | 0 | 0 | 0 | 0 | 0 | 0 | 0 | 0 | 0 | 0 | 0 | 0 | 0 | 0 | 0 | 0 | 0 | 0 | 0 | 0 | 0 | 0 | 0 | 0 | 0 | 0 | 0 | 0 | 0 | 0
2048 |  | 0 | 0 | 0 | 0 | 0 | 0 | 0 | 0 | 0 | 0 | 0 | 0 | 0 | 0 | 0 | 0 | 0 | 0 | 0 | 0 | 0 | 0 | 0 | 0 | 0 | 0 | 0 | 0 | 0 | 0 | 0 | 0 | 0 | 0 | -2028858.0914 | 0 | 0 | 0 | 0 | 0 | 0 | 0 | 0 | 0 | 0 | 0 | 0 | 0 | 0 | 0 | 0 | 0 | 0 | 0 | 0 | 0 | 0 | 0 | 0 | 0 | 0 | 0 | 0 | 0 | 0 | 0 | 0 | 0 | 0 | 0 | 0 | 0 | 0 | 0 | 0 | 0 | 0 | 0 | 0 | 0 | 0 | 0
2049 |  | 0 | 0 | 0 | 0 | 0 | 0 | 0 | 0 | 0 | 0 | 0 | 0 | 0 | 0 | 0 | 0 | 0 | 0 | 0 | 0 | 0 | 0 | 0 | 0 | 0 | 0 | 0 | 0 | 0 | 0 | 0 | 0 | 0 | 0 | -1903779.7611 | 0 | 0 | 0 | 0 | 0 | 0 | 0 | 0 | 0 | 0 | 0 | 0 | 0 | 0 | 0 | 0 | 0 | 0 | 0 | 0 | 0 | 0 | 0 | 0 | 0 | 0 | 0 | 0 | 0 | 0 | 0 | 0 | 0 | 0 | 0 | 0 | 0 | 0 | 0 | 0 | 0 | 0 | 0 | 0 | 0 | 0 | 0
2050 |  | 0 | 0 | 0 | 0 | 0 | 0 | 0 | 0 | 0 | 0 | 0 | 0 | 0 | 0 | 0 | 0 | 0 | 0 | 0 | 0 | 0 | 0 | 0 | 0 | 0 | 0 | 0 | 0 | 0 | 0 | 0 | 0 | 0 | 0 | -1786412.4623 | 0 | 0 | 0 | 0 | 0 | 0 | 0 | 0 | 0 | 0 | 0 | 0 | 0 | 0 | 0 | 0 | 0 | 0 | 0 | 0 | 0 | 0 | 0 | 0 | 0 | 0 | 0 | 0 | 0 | 0 | 0 | 0 | 0 | 0 | 0 | 0 | 0 | 0 | 0 | 0 | 0 | 0 | 0 | 0 | 0 | 0 | 0
2051 |  | 0 | 0 | 0 | 0 | 0 | 0 | 0 | 0 | 0 | 0 | 0 | 0 | 0 | 0 | 0 | 0 | 0 | 0 | 0 | 0 | 0 | 0 | 0 | 0 | 0 | 0 | 0 | 0 | 0 | 0 | 0 | 0 | 0 | 0 | -1676280.8129 | 0 | 0 | 0 | 0 | 0 | 0 | 0 | 0 | 0 | 0 | 0 | 0 | 0 | 0 | 0 | 0 | 0 | 0 | 0 | 0 | 0 | 0 | 0 | 0 | 0 | 0 | 0 | 0 | 0 | 0 | 0 | 0 | 0 | 0 | 0 | 0 | 0 | 0 | 0 | 0 | 0 | 0 | 0 | 0 | 0 | 0 | 0
2052 |  | 0 | 0 | 0 | 0 | 0 | 0 | 0 | 0 | 0 | 0 | 0 | 0 | 0 | 0 | 0 | 0 | 0 | 0 | 0 | 0 | 0 | 0 | 0 | 0 | 0 | 0 | 0 | 0 | 0 | 0 | 0 | 0 | 0 | 0 | -1572938.7378 | 0 | 0 | 0 | 0 | 0 | 0 | 0 | 0 | 0 | 0 | 0 | 0 | 0 | 0 | 0 | 0 | 0 | 0 | 0 | 0 | 0 | 0 | 0 | 0 | 0 | 0 | 0 | 0 | 0 | 0 | 0 | 0 | 0 | 0 | 0 | 0 | 0 | 0 | 0 | 0 | 0 | 0 | 0 | 0 | 0 | 0 | 0
2053 |  | 0 | 0 | 0 | 0 | 0 | 0 | 0 | 0 | 0 | 0 | 0 | 0 | 0 | 0 | 0 | 0 | 0 | 0 | 0 | 0 | 0 | 0 | 0 | 0 | 0 | 0 | 0 | 0 | 0 | 0 | 0 | 0 | 0 | 0 | -1475967.6624 | 0 | 0 | 0 | 0 | 0 | 0 | 0 | 0 | 0 | 0 | 0 | 0 | 0 | 0 | 0 | 0 | 0 | 0 | 0 | 0 | 0 | 0 | 0 | 0 | 0 | 0 | 0 | 0 | 0 | 0 | 0 | 0 | 0 | 0 | 0 | 0 | 0 | 0 | 0 | 0 | 0 | 0 | 0 | 0 | 0 | 0 | 0
2054 |  | 0 | 0 | 0 | 0 | 0 | 0 | 0 | 0 | 0 | 0 | 0 | 0 | 0 | 0 | 0 | 0 | 0 | 0 | 0 | 0 | 0 | 0 | 0 | 0 | 0 | 0 | 0 | 0 | 0 | 0 | 0 | 0 | 0 | 0 | -1384974.8169 | 0 | 0 | 0 | 0 | 0 | 0 | 0 | 0 | 0 | 0 | 0 | 0 | 0 | 0 | 0 | 0 | 0 | 0 | 0 | 0 | 0 | 0 | 0 | 0 | 0 | 0 | 0 | 0 | 0 | 0 | 0 | 0 | 0 | 0 | 0 | 0 | 0 | 0 | 0 | 0 | 0 | 0 | 0 | 0 | 0 | 0 | 0
2055 |  | 0 | 0 | 0 | 0 | 0 | 0 | 0 | 0 | 0 | 0 | 0 | 0 | 0 | 0 | 0 | 0 | 0 | 0 | 0 | 0 | 0 | 0 | 0 | 0 | 0 | 0 | 0 | 0 | 0 | 0 | 0 | 0 | 0 | 0 | -1299591.6458 | 0 | 0 | 0 | 0 | 0 | 0 | 0 | 0 | 0 | 0 | 0 | 0 | 0 | 0 | 0 | 0 | 0 | 0 | 0 | 0 | 0 | 0 | 0 | 0 | 0 | 0 | 0 | 0 | 0 | 0 | 0 | 0 | 0 | 0 | 0 | 0 | 0 | 0 | 0 | 0 | 0 | 0 | 0 | 0 | 0 | 0 | 0
2056 |  | 0 | 0 | 0 | 0 | 0 | 0 | 0 | 0 | 0 | 0 | 0 | 0 | 0 | 0 | 0 | 0 | 0 | 0 | 0 | 0 | 0 | 0 | 0 | 0 | 0 | 0 | 0 | 0 | 0 | 0 | 0 | 0 | 0 | 0 | -1219472.3147 | 0 | 0 | 0 | 0 | 0 | 0 | 0 | 0 | 0 | 0 | 0 | 0 | 0 | 0 | 0 | 0 | 0 | 0 | 0 | 0 | 0 | 0 | 0 | 0 | 0 | 0 | 0 | 0 | 0 | 0 | 0 | 0 | 0 | 0 | 0 | 0 | 0 | 0 | 0 | 0 | 0 | 0 | 0 | 0 | 0 | 0 | 0
2057 |  | 0 | 0 | 0 | 0 | 0 | 0 | 0 | 0 | 0 | 0 | 0 | 0 | 0 | 0 | 0 | 0 | 0 | 0 | 0 | 0 | 0 | 0 | 0 | 0 | 0 | 0 | 0 | 0 | 0 | 0 | 0 | 0 | 0 | 0 | -1144292.3099 | 0 | 0 | 0 | 0 | 0 | 0 | 0 | 0 | 0 | 0 | 0 | 0 | 0 | 0 | 0 | 0 | 0 | 0 | 0 | 0 | 0 | 0 | 0 | 0 | 0 | 0 | 0 | 0 | 0 | 0 | 0 | 0 | 0 | 0 | 0 | 0 | 0 | 0 | 0 | 0 | 0 | 0 | 0 | 0 | 0 | 0 | 0
2058 |  | 0 | 0 | 0 | 0 | 0 | 0 | 0 | 0 | 0 | 0 | 0 | 0 | 0 | 0 | 0 | 0 | 0 | 0 | 0 | 0 | 0 | 0 | 0 | 0 | 0 | 0 | 0 | 0 | 0 | 0 | 0 | 0 | 0 | 0 | -1073747.1239 | 0 | 0 | 0 | 0 | 0 | 0 | 0 | 0 | 0 | 0 | 0 | 0 | 0 | 0 | 0 | 0 | 0 | 0 | 0 | 0 | 0 | 0 | 0 | 0 | 0 | 0 | 0 | 0 | 0 | 0 | 0 | 0 | 0 | 0 | 0 | 0 | 0 | 0 | 0 | 0 | 0 | 0 | 0 | 0 | 0 | 0 | 0
2059 |  | 0 | 0 | 0 | 0 | 0 | 0 | 0 | 0 | 0 | 0 | 0 | 0 | 0 | 0 | 0 | 0 | 0 | 0 | 0 | 0 | 0 | 0 | 0 | 0 | 0 | 0 | 0 | 0 | 0 | 0 | 0 | 0 | 0 | 0 | -1007551.0218 | 0 | 0 | 0 | 0 | 0 | 0 | 0 | 0 | 0 | 0 | 0 | 0 | 0 | 0 | 0 | 0 | 0 | 0 | 0 | 0 | 0 | 0 | 0 | 0 | 0 | 0 | 0 | 0 | 0 | 0 | 0 | 0 | 0 | 0 | 0 | 0 | 0 | 0 | 0 | 0 | 0 | 0 | 0 | 0 | 0 | 0 | 0
2060 |  | 0 | 0 | 0 | 0 | 0 | 0 | 0 | 0 | 0 | 0 | 0 | 0 | 0 | 0 | 0 | 0 | 0 | 0 | 0 | 0 | 0 | 0 | 0 | 0 | 0 | 0 | 0 | 0 | 0 | 0 | 0 | 0 | 0 | 0 | -945435.8842 | 0 | 0 | 0 | 0 | 0 | 0 | 0 | 0 | 0 | 0 | 0 | 0 | 0 | 0 | 0 | 0 | 0 | 0 | 0 | 0 | 0 | 0 | 0 | 0 | 0 | 0 | 0 | 0 | 0 | 0 | 0 | 0 | 0 | 0 | 0 | 0 | 0 | 0 | 0 | 0 | 0 | 0 | 0 | 0 | 0 | 0 | 0
2061 |  | 0 | 0 | 0 | 0 | 0 | 0 | 0 | 0 | 0 | 0 | 0 | 0 | 0 | 0 | 0 | 0 | 0 | 0 | 0 | 0 | 0 | 0 | 0 | 0 | 0 | 0 | 0 | 0 | 0 | 0 | 0 | 0 | 0 | 0 | -868478.9562 | 0 | 0 | 0 | 0 | 0 | 0 | 0 | 0 | 0 | 0 | 0 | 0 | 0 | 0 | 0 | 0 | 0 | 0 | 0 | 0 | 0 | 0 | 0 | 0 | 0 | 0 | 0 | 0 | 0 | 0 | 0 | 0 | 0 | 0 | 0 | 0 | 0 | 0 | 0 | 0 | 0 | 0 | 0 | 0 | 0 | 0 | -868478.9562
2062 |  | 0 | 0 | 0 | 0 | 0 | 0 | 0 | 0 | 0 | 0 | 0 | 0 | 0 | 0 | 0 | 0 | 0 | 0 | 0 | 0 | 0 | 0 | 0 | 0 | 0 | 0 | 0 | 0 | 0 | 0 | 0 | 0 | 0 | 0 | -788157.211 | 0 | 0 | 0 | 0 | 0 | 0 | 0 | 0 | 0 | 0 | 0 | 0 | 0 | 0 | 0 | 0 | 0 | 0 | 0 | 0 | 0 | 0 | 0 | 0 | 0 | 0 | 0 | 0 | 0 | 0 | 0 | 0 | 0 | 0 | 0 | 0 | 0 | 0 | 0 | 0 | 0 | 0 | 0 | 0 | 0 | 0 | -788157.211
2063 |  | 0 | 0 | 0 | 0 | 0 | 0 | 0 | 0 | 0 | 0 | 0 | 0 | 0 | 0 | 0 | 0 | 0 | 0 | 0 | 0 | 0 | 0 | 0 | 0 | 0 | 0 | 0 | 0 | 0 | 0 | 0 | 0 | 0 | 0 | -715180.1939 | 0 | 0 | 0 | 0 | 0 | 0 | 0 | 0 | 0 | 0 | 0 | 0 | 0 | 0 | 0 | 0 | 0 | 0 | 0 | 0 | 0 | 0 | 0 | 0 | 0 | 0 | 0 | 0 | 0 | 0 | 0 | 0 | 0 | 0 | 0 | 0 | 0 | 0 | 0 | 0 | 0 | 0 | 0 | 0 | 0 | 0 | -715180.1939
2064 |  | 0 | 0 | 0 | 0 | 0 | 0 | 0 | 0 | 0 | 0 | 0 | 0 | 0 | 0 | 0 | 0 | 0 | 0 | 0 | 0 | 0 | 0 | 0 | 0 | 0 | 0 | 0 | 0 | 0 | 0 | 0 | 0 | 0 | 0 | -648849.7396 | 0 | 0 | 0 | 0 | 0 | 0 | 0 | 0 | 0 | 0 | 0 | 0 | 0 | 0 | 0 | 0 | 0 | 0 | 0 | 0 | 0 | 0 | 0 | 0 | 0 | 0 | 0 | 0 | 0 | 0 | 0 | 0 | 0 | 0 | 0 | 0 | 0 | 0 | 0 | 0 | 0 | 0 | 0 | 0 | 0 | 0 | -648849.7396
2065 |  | 0 | 0 | 0 | 0 | 0 | 0 | 0 | 0 | 0 | 0 | 0 | 0 | 0 | 0 | 0 | 0 | 0 | 0 | 0 | 0 | 0 | 0 | 0 | 0 | 0 | 0 | 0 | 0 | 0 | 0 | 0 | 0 | 0 | 0 | -588539.228 | 0 | 0 | 0 | 0 | 0 | 0 | 0 | 0 | 0 | 0 | 0 | 0 | 0 | 0 | 0 | 0 | 0 | 0 | 0 | 0 | 0 | 0 | 0 | 0 | 0 | 0 | 0 | 0 | 0 | 0 | 0 | 0 | 0 | 0 | 0 | 0 | 0 | 0 | 0 | 0 | 0 | 0 | 0 | 0 | 0 | 0 | -588539.228
2066 |  | 0 | 0 | 0 | 0 | 0 | 0 | 0 | 0 | 0 | 0 | 0 | 0 | 0 | 0 | 0 | 0 | 0 | 0 | 0 | 0 | 0 | 0 | 0 | 0 | 0 | 0 | 0 | 0 | 0 | 0 | 0 | 0 | 0 | 0 | -533685.5872 | 0 | 0 | 0 | 0 | 0 | 0 | 0 | 0 | 0 | 0 | 0 | 0 | 0 | 0 | 0 | 0 | 0 | 0 | 0 | 0 | 0 | 0 | 0 | 0 | 0 | 0 | 0 | 0 | 0 | 0 | 0 | 0 | 0 | 0 | 0 | 0 | 0 | 0 | 0 | 0 | 0 | 0 | 0 | 0 | 0 | 0 | -533685.5872
2067 |  | 0 | 0 | 0 | 0 | 0 | 0 | 0 | 0 | 0 | 0 | 0 | 0 | 0 | 0 | 0 | 0 | 0 | 0 | 0 | 0 | 0 | 0 | 0 | 0 | 0 | 0 | 0 | 0 | 0 | 0 | 0 | 0 | 0 | 0 | -483782.2611 | 0 | 0 | 0 | 0 | 0 | 0 | 0 | 0 | 0 | 0 | 0 | 0 | 0 | 0 | 0 | 0 | 0 | 0 | 0 | 0 | 0 | 0 | 0 | 0 | 0 | 0 | 0 | 0 | 0 | 0 | 0 | 0 | 0 | 0 | 0 | 0 | 0 | 0 | 0 | 0 | 0 | 0 | 0 | 0 | 0 | 0 | -483782.2611
2068 |  | 0 | 0 | 0 | 0 | 0 | 0 | 0 | 0 | 0 | 0 | 0 | 0 | 0 | 0 | 0 | 0 | 0 | 0 | 0 | 0 | 0 | 0 | 0 | 0 | 0 | 0 | 0 | 0 | 0 | 0 | 0 | 0 | 0 | 0 | -438373.0179 | 0 | 0 | 0 | 0 | 0 | 0 | 0 | 0 | 0 | 0 | 0 | 0 | 0 | 0 | 0 | 0 | 0 | 0 | 0 | 0 | 0 | 0 | 0 | 0 | 0 | 0 | 0 | 0 | 0 | 0 | 0 | 0 | 0 | 0 | 0 | 0 | 0 | 0 | 0 | 0 | 0 | 0 | 0 | 0 | 0 | 0 | -438373.0179
2069 |  | 0 | 0 | 0 | 0 | 0 | 0 | 0 | 0 | 0 | 0 | 0 | 0 | 0 | 0 | 0 | 0 | 0 | 0 | 0 | 0 | 0 | 0 | 0 | 0 | 0 | 0 | 0 | 0 | 0 | 0 | 0 | 0 | 0 | 0 | -397046.494 | 0 | 0 | 0 | 0 | 0 | 0 | 0 | 0 | 0 | 0 | 0 | 0 | 0 | 0 | 0 | 0 | 0 | 0 | 0 | 0 | 0 | 0 | 0 | 0 | 0 | 0 | 0 | 0 | 0 | 0 | 0 | 0 | 0 | 0 | 0 | 0 | 0 | 0 | 0 | 0 | 0 | 0 | 0 | 0 | 0 | 0 | -397046.494
2070 |  | 0 | 0 | 0 | 0 | 0 | 0 | 0 | 0 | 0 | 0 | 0 | 0 | 0 | 0 | 0 | 0 | 0 | 0 | 0 | 0 | 0 | 0 | 0 | 0 | 0 | 0 | 0 | 0 | 0 | 0 | 0 | 0 | 0 | 0 | -359431.3797 | 0 | 0 | 0 | 0 | 0 | 0 | 0 | 0 | 0 | 0 | 0 | 0 | 0 | 0 | 0 | 0 | 0 | 0 | 0 | 0 | 0 | 0 | 0 | 0 | 0 | 0 | 0 | 0 | 0 | 0 | 0 | 0 | 0 | 0 | 0 | 0 | 0 | 0 | 0 | 0 | 0 | 0 | 0 | 0 | 0 | 0 | -359431.3797
2071 |  | 0 | 0 | 0 | 0 | 0 | 0 | 0 | 0 | 0 | 0 | 0 | 0 | 0 | 0 | 0 | 0 | 0 | 0 | 0 | 0 | 0 | 0 | 0 | 0 | 0 | 0 | 0 | 0 | 0 | 0 | 0 | 0 | 0 | 0 | -325192.1676 | 0 | 0 | 0 | 0 | 0 | 0 | 0 | 0 | 0 | 0 | 0 | 0 | 0 | 0 | 0 | 0 | 0 | 0 | 0 | 0 | 0 | 0 | 0 | 0 | 0 | 0 | 0 | 0 | 0 | 0 | 0 | 0 | 0 | 0 | 0 | 0 | 0 | 0 | 0 | 0 | 0 | 0 | 0 | 0 | 0 | 0 | -325192.1676
2072 |  | 0 | 0 | 0 | 0 | 0 | 0 | 0 | 0 | 0 | 0 | 0 | 0 | 0 | 0 | 0 | 0 | 0 | 0 | 0 | 0 | 0 | 0 | 0 | 0 | 0 | 0 | 0 | 0 | 0 | 0 | 0 | 0 | 0 | 0 | -294025.3921 | 0 | 0 | 0 | 0 | 0 | 0 | 0 | 0 | 0 | 0 | 0 | 0 | 0 | 0 | 0 | 0 | 0 | 0 | 0 | 0 | 0 | 0 | 0 | 0 | 0 | 0 | 0 | 0 | 0 | 0 | 0 | 0 | 0 | 0 | 0 | 0 | 0 | 0 | 0 | 0 | 0 | 0 | 0 | 0 | 0 | 0 | -294025.3921
2073 |  | 0 | 0 | 0 | 0 | 0 | 0 | 0 | 0 | 0 | 0 | 0 | 0 | 0 | 0 | 0 | 0 | 0 | 0 | 0 | 0 | 0 | 0 | 0 | 0 | 0 | 0 | 0 | 0 | 0 | 0 | 0 | 0 | 0 | 0 | -265656.3005 | 0 | 0 | 0 | 0 | 0 | 0 | 0 | 0 | 0 | 0 | 0 | 0 | 0 | 0 | 0 | 0 | 0 | 0 | 0 | 0 | 0 | 0 | 0 | 0 | 0 | 0 | 0 | 0 | 0 | 0 | 0 | 0 | 0 | 0 | 0 | 0 | 0 | 0 | 0 | 0 | 0 | 0 | 0 | 0 | 0 | 0 | -265656.3005
2074 |  | 0 | 0 | 0 | 0 | 0 | 0 | 0 | 0 | 0 | 0 | 0 | 0 | 0 | 0 | 0 | 0 | 0 | 0 | 0 | 0 | 0 | 0 | 0 | 0 | 0 | 0 | 0 | 0 | 0 | 0 | 0 | 0 | 0 | 0 | -239835.9015 | 0 | 0 | 0 | 0 | 0 | 0 | 0 | 0 | 0 | 0 | 0 | 0 | 0 | 0 | 0 | 0 | 0 | 0 | 0 | 0 | 0 | 0 | 0 | 0 | 0 | 0 | 0 | 0 | 0 | 0 | 0 | 0 | 0 | 0 | 0 | 0 | 0 | 0 | 0 | 0 | 0 | 0 | 0 | 0 | 0 | 0 | -239835.9015
2075 |  | 0 | 0 | 0 | 0 | 0 | 0 | 0 | 0 | 0 | 0 | 0 | 0 | 0 | 0 | 0 | 0 | 0 | 0 | 0 | 0 | 0 | 0 | 0 | 0 | 0 | 0 | 0 | 0 | 0 | 0 | 0 | 0 | 0 | 0 | -216338.347 | 0 | 0 | 0 | 0 | 0 | 0 | 0 | 0 | 0 | 0 | 0 | 0 | 0 | 0 | 0 | 0 | 0 | 0 | 0 | 0 | 0 | 0 | 0 | 0 | 0 | 0 | 0 | 0 | 0 | 0 | 0 | 0 | 0 | 0 | 0 | 0 | 0 | 0 | 0 | 0 | 0 | 0 | 0 | 0 | 0 | 0 | -216338.347
2076 |  | 0 | 0 | 0 | 0 | 0 | 0 | 0 | 0 | 0 | 0 | 0 | 0 | 0 | 0 | 0 | 0 | 0 | 0 | 0 | 0 | 0 | 0 | 0 | 0 | 0 | 0 | 0 | 0 | 0 | 0 | 0 | 0 | 0 | 0 | -194958.6034 | 0 | 0 | 0 | 0 | 0 | 0 | 0 | 0 | 0 | 0 | 0 | 0 | 0 | 0 | 0 | 0 | 0 | 0 | 0 | 0 | 0 | 0 | 0 | 0 | 0 | 0 | 0 | 0 | 0 | 0 | 0 | 0 | 0 | 0 | 0 | 0 | 0 | 0 | 0 | 0 | 0 | 0 | 0 | 0 | 0 | 0 | -194958.6034
2077 |  | 0 | 0 | 0 | 0 | 0 | 0 | 0 | 0 | 0 | 0 | 0 | 0 | 0 | 0 | 0 | 0 | 0 | 0 | 0 | 0 | 0 | 0 | 0 | 0 | 0 | 0 | 0 | 0 | 0 | 0 | 0 | 0 | 0 | 0 | -175510.3811 | 0 | 0 | 0 | 0 | 0 | 0 | 0 | 0 | 0 | 0 | 0 | 0 | 0 | 0 | 0 | 0 | 0 | 0 | 0 | 0 | 0 | 0 | 0 | 0 | 0 | 0 | 0 | 0 | 0 | 0 | 0 | 0 | 0 | 0 | 0 | 0 | 0 | 0 | 0 | 0 | 0 | 0 | 0 | 0 | 0 | 0 | -175510.3811
2078 |  | 0 | 0 | 0 | 0 | 0 | 0 | 0 | 0 | 0 | 0 | 0 | 0 | 0 | 0 | 0 | 0 | 0 | 0 | 0 | 0 | 0 | 0 | 0 | 0 | 0 | 0 | 0 | 0 | 0 | 0 | 0 | 0 | 0 | 0 | -157824.2896 | 0 | 0 | 0 | 0 | 0 | 0 | 0 | 0 | 0 | 0 | 0 | 0 | 0 | 0 | 0 | 0 | 0 | 0 | 0 | 0 | 0 | 0 | 0 | 0 | 0 | 0 | 0 | 0 | 0 | 0 | 0 | 0 | 0 | 0 | 0 | 0 | 0 | 0 | 0 | 0 | 0 | 0 | 0 | 0 | 0 | 0 | -157824.2896
2079 |  | 0 | 0 | 0 | 0 | 0 | 0 | 0 | 0 | 0 | 0 | 0 | 0 | 0 | 0 | 0 | 0 | 0 | 0 | 0 | 0 | 0 | 0 | 0 | 0 | 0 | 0 | 0 | 0 | 0 | 0 | 0 | 0 | 0 | 0 | -141746.1908 | 0 | 0 | 0 | 0 | 0 | 0 | 0 | 0 | 0 | 0 | 0 | 0 | 0 | 0 | 0 | 0 | 0 | 0 | 0 | 0 | 0 | 0 | 0 | 0 | 0 | 0 | 0 | 0 | 0 | 0 | 0 | 0 | 0 | 0 | 0 | 0 | 0 | 0 | 0 | 0 | 0 | 0 | 0 | 0 | 0 | 0 | -141746.1908
2080 |  | 0 | 0 | 0 | 0 | 0 | 0 | 0 | 0 | 0 | 0 | 0 | 0 | 0 | 0 | 0 | 0 | 0 | 0 | 0 | 0 | 0 | 0 | 0 | 0 | 0 | 0 | 0 | 0 | 0 | 0 | 0 | 0 | 0 | 0 | -127135.7289 | 0 | 0 | 0 | 0 | 0 | 0 | 0 | 0 | 0 | 0 | 0 | 0 | 0 | 0 | 0 | 0 | 0 | 0 | 0 | 0 | 0 | 0 | 0 | 0 | 0 | 0 | 0 | 0 | 0 | 0 | 0 | 0 | 0 | 0 | 0 | 0 | 0 | 0 | 0 | 0 | 0 | 0 | 0 | 0 | 0 | 0 | -127135.7289
2081 |  | 0 | 0 | 0 | 0 | 0 | 0 | 0 | 0 | 0 | 0 | 0 | 0 | 0 | 0 | 0 | 0 | 0 | 0 | 0 | 0 | 0 | 0 | 0 | 0 | 0 | 0 | 0 | 0 | 0 | 0 | 0 | 0 | 0 | 0 | -113865.0155 | 0 | 0 | 0 | 0 | 0 | 0 | 0 | 0 | 0 | 0 | 0 | 0 | 0 | 0 | 0 | 0 | 0 | 0 | 0 | 0 | 0 | 0 | 0 | 0 | 0 | 0 | 0 | 0 | 0 | 0 | 0 | 0 | 0 | 0 | 0 | 0 | 0 | 0 | 0 | 0 | 0 | 0 | 0 | 0 | 0 | 0 | -113865.0155
2082 |  | 0 | 0 | 0 | 0 | 0 | 0 | 0 | 0 | 0 | 0 | 0 | 0 | 0 | 0 | 0 | 0 | 0 | 0 | 0 | 0 | 0 | 0 | 0 | 0 | 0 | 0 | 0 | 0 | 0 | 0 | 0 | 0 | 0 | 0 | -101817.4515 | 0 | 0 | 0 | 0 | 0 | 0 | 0 | 0 | 0 | 0 | 0 | 0 | 0 | 0 | 0 | 0 | 0 | 0 | 0 | 0 | 0 | 0 | 0 | 0 | 0 | 0 | 0 | 0 | 0 | 0 | 0 | 0 | 0 | 0 | 0 | 0 | 0 | 0 | 0 | 0 | 0 | 0 | 0 | 0 | 0 | 0 | -101817.4515
2083 |  | 0 | 0 | 0 | 0 | 0 | 0 | 0 | 0 | 0 | 0 | 0 | 0 | 0 | 0 | 0 | 0 | 0 | 0 | 0 | 0 | 0 | 0 | 0 | 0 | 0 | 0 | 0 | 0 | 0 | 0 | 0 | 0 | 0 | 0 | -90886.671 | 0 | 0 | 0 | 0 | 0 | 0 | 0 | 0 | 0 | 0 | 0 | 0 | 0 | 0 | 0 | 0 | 0 | 0 | 0 | 0 | 0 | 0 | 0 | 0 | 0 | 0 | 0 | 0 | 0 | 0 | 0 | 0 | 0 | 0 | 0 | 0 | 0 | 0 | 0 | 0 | 0 | 0 | 0 | 0 | 0 | 0 | -90886.671
2084 |  | 0 | 0 | 0 | 0 | 0 | 0 | 0 | 0 | 0 | 0 | 0 | 0 | 0 | 0 | 0 | 0 | 0 | 0 | 0 | 0 | 0 | 0 | 0 | 0 | 0 | 0 | 0 | 0 | 0 | 0 | 0 | 0 | 0 | 0 | -80975.5932 | 0 | 0 | 0 | 0 | 0 | 0 | 0 | 0 | 0 | 0 | 0 | 0 | 0 | 0 | 0 | 0 | 0 | 0 | 0 | 0 | 0 | 0 | 0 | 0 | 0 | 0 | 0 | 0 | 0 | 0 | 0 | 0 | 0 | 0 | 0 | 0 | 0 | 0 | 0 | 0 | 0 | 0 | 0 | 0 | 0 | 0 | -80975.5932
2085 |  | 0 | 0 | 0 | 0 | 0 | 0 | 0 | 0 | 0 | 0 | 0 | 0 | 0 | 0 | 0 | 0 | 0 | 0 | 0 | 0 | 0 | 0 | 0 | 0 | 0 | 0 | 0 | 0 | 0 | 0 | 0 | 0 | 0 | 0 | -71995.5699 | 0 | 0 | 0 | 0 | 0 | 0 | 0 | 0 | 0 | 0 | 0 | 0 | 0 | 0 | 0 | 0 | 0 | 0 | 0 | 0 | 0 | 0 | 0 | 0 | 0 | 0 | 0 | 0 | 0 | 0 | 0 | 0 | 0 | 0 | 0 | 0 | 0 | 0 | 0 | 0 | 0 | 0 | 0 | 0 | 0 | 0 | -71995.5699
2086 |  | 0 | 0 | 0 | 0 | 0 | 0 | 0 | 0 | 0 | 0 | 0 | 0 | 0 | 0 | 0 | 0 | 0 | 0 | 0 | 0 | 0 | 0 | 0 | 0 | 0 | 0 | 0 | 0 | 0 | 0 | 0 | 0 | 0 | 0 | -63865.6175 | 0 | 0 | 0 | 0 | 0 | 0 | 0 | 0 | 0 | 0 | 0 | 0 | 0 | 0 | 0 | 0 | 0 | 0 | 0 | 0 | 0 | 0 | 0 | 0 | 0 | 0 | 0 | 0 | 0 | 0 | 0 | 0 | 0 | 0 | 0 | 0 | 0 | 0 | 0 | 0 | 0 | 0 | 0 | 0 | 0 | 0 | -63865.6175
2087 |  | 0 | 0 | 0 | 0 | 0 | 0 | 0 | 0 | 0 | 0 | 0 | 0 | 0 | 0 | 0 | 0 | 0 | 0 | 0 | 0 | 0 | 0 | 0 | 0 | 0 | 0 | 0 | 0 | 0 | 0 | 0 | 0 | 0 | 0 | -56511.7264 | 0 | 0 | 0 | 0 | 0 | 0 | 0 | 0 | 0 | 0 | 0 | 0 | 0 | 0 | 0 | 0 | 0 | 0 | 0 | 0 | 0 | 0 | 0 | 0 | 0 | 0 | 0 | 0 | 0 | 0 | 0 | 0 | 0 | 0 | 0 | 0 | 0 | 0 | 0 | 0 | 0 | 0 | 0 | 0 | 0 | 0 | -56511.7264
2088 |  | 0 | 0 | 0 | 0 | 0 | 0 | 0 | 0 | 0 | 0 | 0 | 0 | 0 | 0 | 0 | 0 | 0 | 0 | 0 | 0 | 0 | 0 | 0 | 0 | 0 | 0 | 0 | 0 | 0 | 0 | 0 | 0 | 0 | 0 | -49866.2358 | 0 | 0 | 0 | 0 | 0 | 0 | 0 | 0 | 0 | 0 | 0 | 0 | 0 | 0 | 0 | 0 | 0 | 0 | 0 | 0 | 0 | 0 | 0 | 0 | 0 | 0 | 0 | 0 | 0 | 0 | 0 | 0 | 0 | 0 | 0 | 0 | 0 | 0 | 0 | 0 | 0 | 0 | 0 | 0 | 0 | 0 | -49866.2358
2089 |  | 0 | 0 | 0 | 0 | 0 | 0 | 0 | 0 | 0 | 0 | 0 | 0 | 0 | 0 | 0 | 0 | 0 | 0 | 0 | 0 | 0 | 0 | 0 | 0 | 0 | 0 | 0 | 0 | 0 | 0 | 0 | 0 | 0 | 0 | -43867.2709 | 0 | 0 | 0 | 0 | 0 | 0 | 0 | 0 | 0 | 0 | 0 | 0 | 0 | 0 | 0 | 0 | 0 | 0 | 0 | 0 | 0 | 0 | 0 | 0 | 0 | 0 | 0 | 0 | 0 | 0 | 0 | 0 | 0 | 0 | 0 | 0 | 0 | 0 | 0 | 0 | 0 | 0 | 0 | 0 | 0 | 0 | -43867.2709
2090 |  | 0 | 0 | 0 | 0 | 0 | 0 | 0 | 0 | 0 | 0 | 0 | 0 | 0 | 0 | 0 | 0 | 0 | 0 | 0 | 0 | 0 | 0 | 0 | 0 | 0 | 0 | 0 | 0 | 0 | 0 | 0 | 0 | 0 | 0 | -38458.2325 | 0 | 0 | 0 | 0 | 0 | 0 | 0 | 0 | 0 | 0 | 0 | 0 | 0 | 0 | 0 | 0 | 0 | 0 | 0 | 0 | 0 | 0 | 0 | 0 | 0 | 0 | 0 | 0 | 0 | 0 | 0 | 0 | 0 | 0 | 0 | 0 | 0 | 0 | 0 | 0 | 0 | 0 | 0 | 0 | 0 | 0 | -38458.2325
2091 |  | 0 | 0 | 0 | 0 | 0 | 0 | 0 | 0 | 0 | 0 | 0 | 0 | 0 | 0 | 0 | 0 | 0 | 0 | 0 | 0 | 0 | 0 | 0 | 0 | 0 | 0 | 0 | 0 | 0 | 0 | 0 | 0 | 0 | 0 | -33587.3354 | 0 | 0 | 0 | 0 | 0 | 0 | 0 | 0 | 0 | 0 | 0 | 0 | 0 | 0 | 0 | 0 | 0 | 0 | 0 | 0 | 0 | 0 | 0 | 0 | 0 | 0 | 0 | 0 | 0 | 0 | 0 | 0 | 0 | 0 | 0 | 0 | 0 | 0 | 0 | 0 | 0 | 0 | 0 | 0 | 0 | 0 | -33587.3354
2092 |  | 0 | 0 | 0 | 0 | 0 | 0 | 0 | 0 | 0 | 0 | 0 | 0 | 0 | 0 | 0 | 0 | 0 | 0 | 0 | 0 | 0 | 0 | 0 | 0 | 0 | 0 | 0 | 0 | 0 | 0 | 0 | 0 | 0 | 0 | -29207.19 | 0 | 0 | 0 | 0 | 0 | 0 | 0 | 0 | 0 | 0 | 0 | 0 | 0 | 0 | 0 | 0 | 0 | 0 | 0 | 0 | 0 | 0 | 0 | 0 | 0 | 0 | 0 | 0 | 0 | 0 | 0 | 0 | 0 | 0 | 0 | 0 | 0 | 0 | 0 | 0 | 0 | 0 | 0 | 0 | 0 | 0 | -29207.19
2093 |  | 0 | 0 | 0 | 0 | 0 | 0 | 0 | 0 | 0 | 0 | 0 | 0 | 0 | 0 | 0 | 0 | 0 | 0 | 0 | 0 | 0 | 0 | 0 | 0 | 0 | 0 | 0 | 0 | 0 | 0 | 0 | 0 | 0 | 0 | -25274.4227 | 0 | 0 | 0 | 0 | 0 | 0 | 0 | 0 | 0 | 0 | 0 | 0 | 0 | 0 | 0 | 0 | 0 | 0 | 0 | 0 | 0 | 0 | 0 | 0 | 0 | 0 | 0 | 0 | 0 | 0 | 0 | 0 | 0 | 0 | 0 | 0 | 0 | 0 | 0 | 0 | 0 | 0 | 0 | 0 | 0 | 0 | -25274.4227
2094 |  | 0 | 0 | 0 | 0 | 0 | 0 | 0 | 0 | 0 | 0 | 0 | 0 | 0 | 0 | 0 | 0 | 0 | 0 | 0 | 0 | 0 | 0 | 0 | 0 | 0 | 0 | 0 | 0 | 0 | 0 | 0 | 0 | 0 | 0 | -21749.3307 | 0 | 0 | 0 | 0 | 0 | 0 | 0 | 0 | 0 | 0 | 0 | 0 | 0 | 0 | 0 | 0 | 0 | 0 | 0 | 0 | 0 | 0 | 0 | 0 | 0 | 0 | 0 | 0 | 0 | 0 | 0 | 0 | 0 | 0 | 0 | 0 | 0 | 0 | 0 | 0 | 0 | 0 | 0 | 0 | 0 | 0 | -21749.3307
2095 |  | 0 | 0 | 0 | 0 | 0 | 0 | 0 | 0 | 0 | 0 | 0 | 0 | 0 | 0 | 0 | 0 | 0 | 0 | 0 | 0 | 0 | 0 | 0 | 0 | 0 | 0 | 0 | 0 | 0 | 0 | 0 | 0 | 0 | 0 | -18595.5688 | 0 | 0 | 0 | 0 | 0 | 0 | 0 | 0 | 0 | 0 | 0 | 0 | 0 | 0 | 0 | 0 | 0 | 0 | 0 | 0 | 0 | 0 | 0 | 0 | 0 | 0 | 0 | 0 | 0 | 0 | 0 | 0 | 0 | 0 | 0 | 0 | 0 | 0 | 0 | 0 | 0 | 0 | 0 | 0 | 0 | 0 | -18595.5688
2096 |  | 0 | 0 | 0 | 0 | 0 | 0 | 0 | 0 | 0 | 0 | 0 | 0 | 0 | 0 | 0 | 0 | 0 | 0 | 0 | 0 | 0 | 0 | 0 | 0 | 0 | 0 | 0 | 0 | 0 | 0 | 0 | 0 | 0 | 0 | -15779.8641 | 0 | 0 | 0 | 0 | 0 | 0 | 0 | 0 | 0 | 0 | 0 | 0 | 0 | 0 | 0 | 0 | 0 | 0 | 0 | 0 | 0 | 0 | 0 | 0 | 0 | 0 | 0 | 0 | 0 | 0 | 0 | 0 | 0 | 0 | 0 | 0 | 0 | 0 | 0 | 0 | 0 | 0 | 0 | 0 | 0 | 0 | -15779.8641
2097 |  | 0 | 0 | 0 | 0 | 0 | 0 | 0 | 0 | 0 | 0 | 0 | 0 | 0 | 0 | 0 | 0 | 0 | 0 | 0 | 0 | 0 | 0 | 0 | 0 | 0 | 0 | 0 | 0 | 0 | 0 | 0 | 0 | 0 | 0 | -13271.756 | 0 | 0 | 0 | 0 | 0 | 0 | 0 | 0 | 0 | 0 | 0 | 0 | 0 | 0 | 0 | 0 | 0 | 0 | 0 | 0 | 0 | 0 | 0 | 0 | 0 | 0 | 0 | 0 | 0 | 0 | 0 | 0 | 0 | 0 | 0 | 0 | 0 | 0 | 0 | 0 | 0 | 0 | 0 | 0 | 0 | 0 | -13271.756
2098 |  | 0 | 0 | 0 | 0 | 0 | 0 | 0 | 0 | 0 | 0 | 0 | 0 | 0 | 0 | 0 | 0 | 0 | 0 | 0 | 0 | 0 | 0 | 0 | 0 | 0 | 0 | 0 | 0 | 0 | 0 | 0 | 0 | 0 | 0 | -11043.3594 | 0 | 0 | 0 | 0 | 0 | 0 | 0 | 0 | 0 | 0 | 0 | 0 | 0 | 0 | 0 | 0 | 0 | 0 | 0 | 0 | 0 | 0 | 0 | 0 | 0 | 0 | 0 | 0 | 0 | 0 | 0 | 0 | 0 | 0 | 0 | 0 | 0 | 0 | 0 | 0 | 0 | 0 | 0 | 0 | 0 | 0 | -11043.3594
2099 |  | 0 | 0 | 0 | 0 | 0 | 0 | 0 | 0 | 0 | 0 | 0 | 0 | 0 | 0 | 0 | 0 | 0 | 0 | 0 | 0 | 0 | 0 | 0 | 0 | 0 | 0 | 0 | 0 | 0 | 0 | 0 | 0 | 0 | 0 | -9069.1486 | 0 | 0 | 0 | 0 | 0 | 0 | 0 | 0 | 0 | 0 | 0 | 0 | 0 | 0 | 0 | 0 | 0 | 0 | 0 | 0 | 0 | 0 | 0 | 0 | 0 | 0 | 0 | 0 | 0 | 0 | 0 | 0 | 0 | 0 | 0 | 0 | 0 | 0 | 0 | 0 | 0 | 0 | 0 | 0 | 0 | 0 | -9069.1486
2100 |  | 0 | 0 | 0 | 0 | 0 | 0 | 0 | 0 | 0 | 0 | 0 | 0 | 0 | 0 | 0 | 0 | 0 | 0 | 0 | 0 | 0 | 0 | 0 | 0 | 0 | 0 | 0 | 0 | 0 | 0 | 0 | 0 | 0 | 0 | -7325.7599 | 0 | 0 | 0 | 0 | 0 | 0 | 0 | 0 | 0 | 0 | 0 | 0 | 0 | 0 | 0 | 0 | 0 | 0 | 0 | 0 | 0 | 0 | 0 | 0 | 0 | 0 | 0 | 0 | 0 | 0 | 0 | 0 | 0 | 0 | 0 | 0 | 0 | 0 | 0 | 0 | 0 | 0 | 0 | 0 | 0 | 0 | -7325.7599
2101 |  | 0 | 0 | 0 | 0 | 0 | 0 | 0 | 0 | 0 | 0 | 0 | 0 | 0 | 0 | 0 | 0 | 0 | 0 | 0 | 0 | 0 | 0 | 0 | 0 | 0 | 0 | 0 | 0 | 0 | 0 | 0 | 0 | 0 | 0 | -5791.8117 | 0 | 0 | 0 | 0 | 0 | 0 | 0 | 0 | 0 | 0 | 0 | 0 | 0 | 0 | 0 | 0 | 0 | 0 | 0 | 0 | 0 | 0 | 0 | 0 | 0 | 0 | 0 | 0 | 0 | 0 | 0 | 0 | 0 | 0 | 0 | 0 | 0 | 0 | 0 | 0 | 0 | 0 | 0 | 0 | 0 | 0 | -5791.8117
2102 |  | 0 | 0 | 0 | 0 | 0 | 0 | 0 | 0 | 0 | 0 | 0 | 0 | 0 | 0 | 0 | 0 | 0 | 0 | 0 | 0 | 0 | 0 | 0 | 0 | 0 | 0 | 0 | 0 | 0 | 0 | 0 | 0 | 0 | 0 | -4447.7395 | 0 | 0 | 0 | 0 | 0 | 0 | 0 | 0 | 0 | 0 | 0 | 0 | 0 | 0 | 0 | 0 | 0 | 0 | 0 | 0 | 0 | 0 | 0 | 0 | 0 | 0 | 0 | 0 | 0 | 0 | 0 | 0 | 0 | 0 | 0 | 0 | 0 | 0 | 0 | 0 | 0 | 0 | 0 | 0 | 0 | 0 | -4447.7395
2103 |  | 0 | 0 | 0 | 0 | 0 | 0 | 0 | 0 | 0 | 0 | 0 | 0 | 0 | 0 | 0 | 0 | 0 | 0 | 0 | 0 | 0 | 0 | 0 | 0 | 0 | 0 | 0 | 0 | 0 | 0 | 0 | 0 | 0 | 0 | -3275.6452 | 0 | 0 | 0 | 0 | 0 | 0 | 0 | 0 | 0 | 0 | 0 | 0 | 0 | 0 | 0 | 0 | 0 | 0 | 0 | 0 | 0 | 0 | 0 | 0 | 0 | 0 | 0 | 0 | 0 | 0 | 0 | 0 | 0 | 0 | 0 | 0 | 0 | 0 | 0 | 0 | 0 | 0 | 0 | 0 | 0 | 0 | -3275.6452
2104 |  | 0 | 0 | 0 | 0 | 0 | 0 | 0 | 0 | 0 | 0 | 0 | 0 | 0 | 0 | 0 | 0 | 0 | 0 | 0 | 0 | 0 | 0 | 0 | 0 | 0 | 0 | 0 | 0 | 0 | 0 | 0 | 0 | 0 | 0 | -2259.1591 | 0 | 0 | 0 | 0 | 0 | 0 | 0 | 0 | 0 | 0 | 0 | 0 | 0 | 0 | 0 | 0 | 0 | 0 | 0 | 0 | 0 | 0 | 0 | 0 | 0 | 0 | 0 | 0 | 0 | 0 | 0 | 0 | 0 | 0 | 0 | 0 | 0 | 0 | 0 | 0 | 0 | 0 | 0 | 0 | 0 | 0 | -2259.1591
2105 |  | 0 | 0 | 0 | 0 | 0 | 0 | 0 | 0 | 0 | 0 | 0 | 0 | 0 | 0 | 0 | 0 | 0 | 0 | 0 | 0 | 0 | 0 | 0 | 0 | 0 | 0 | 0 | 0 | 0 | 0 | 0 | 0 | 0 | 0 | -1383.3136 | 0 | 0 | 0 | 0 | 0 | 0 | 0 | 0 | 0 | 0 | 0 | 0 | 0 | 0 | 0 | 0 | 0 | 0 | 0 | 0 | 0 | 0 | 0 | 0 | 0 | 0 | 0 | 0 | 0 | 0 | 0 | 0 | 0 | 0 | 0 | 0 | 0 | 0 | 0 | 0 | 0 | 0 | 0 | 0 | 0 | 0 | -1383.3136
2106 |  | 0 | 0 | 0 | 0 | 0 | 0 | 0 | 0 | 0 | 0 | 0 | 0 | 0 | 0 | 0 | 0 | 0 | 0 | 0 | 0 | 0 | 0 | 0 | 0 | 0 | 0 | 0 | 0 | 0 | 0 | 0 | 0 | 0 | 0 | -634.4276 | 0 | 0 | 0 | 0 | 0 | 0 | 0 | 0 | 0 | 0 | 0 | 0 | 0 | 0 | 0 | 0 | 0 | 0 | 0 | 0 | 0 | 0 | 0 | 0 | 0 | 0 | 0 | 0 | 0 | 0 | 0 | 0 | 0 | 0 | 0 | 0 | 0 | 0 | 0 | 0 | 0 | 0 | 0 | 0 | 0 | 0 | -634.4276
2107 |  | 0 | 0 | 0 | 0 | 0 | 0 | 0 | 0 | 0 | 0 | 0 | 0 | 0 | 0 | 0 | 0 | 0 | 0 | 0 | 0 | 0 | 0 | 0 | 0 | 0 | 0 | 0 | 0 | 0 | 0 | 0 | 0 | 0 | 0 | -100040.6894 | 0 | 0 | 0 | 0 | 0 | 0 | 0 | 0 | 0 | 0 | 0 | 0 | 0 | 0 | 0 | 0 | 0 | 0 | 0 | 0 | 0 | 0 | 0 | 0 | 0 | 0 | 0 | 0 | 0 | 0 | 0 | 0 | 0 | 0 | 0 | 0 | 0 | 0 | 0 | 0 | 0 | 0 | 0 | 0 | 0 | 0 | -100040.6894

## Substation
SUBSTATION EXPENDITURES
CONVERSION FROM CAPITAL EXPENDITURES TO REVENUE REQUIREMENT
DO NOT MODIFY ENTRIES IN THIS SHEET
Capital Expenditures transferred from Summary Sheet
Revenue Requirement values transferred back to Summary Sheet
Revenue Requirement
By Asset Type
YEAR |  | 2027 | 2028 | 2029 | 2030 | 2031 | 2032 | 2033 | 2034 | 2035 | 2036 | 2037 | 2038 | 2039 | 2040 | 2041 | 2042 | 2043 | 2044 | 2045 | 2046 | 2047 | 2048 | 2049 | 2050 | 2051 | 2052 | 2053 | 2054 | 2055 | 2056 | 2057 | 2058 | 2059 | 2060 | 2061 | 2062 | 2063 | 2064 | 2065 | 2066 | 2067 | 2068 | 2069 | 2070 | 2071 | 2072 | 2073 | 2074 | 2075 | 2076 | 2077 | 2078 | 2079 | 2080 | 2081 | 2082 | 2083 | 2084 | 2085 | 2086 | 2087 | 2088 | 2089 | 2090 | 2091 | 2092 | 2093 | 2094 | 2095 | 2096 | 2097 | 2098 | 2099 | 2100 | 2101 | 2102 | 2103 | 2104 | 2105 | 2106 | 2107 |  | Future Rev Req Factors 2030
Capital Expenditure |  | 73000 | 86000 | 2175000 | 0 | 0 | 0 | 0 | 0 | 0 | 0 | 0 | 0 | 0 | 0 | 0 | 0 | 0 | 0 | 0 | 0 | 0 | 0 | 0 | 0 | 0 | 0 | 0 | 0 | 0 | 0 | 0 | 0 | 0 | 0 | 0 | 0 | 0 | 0 | 0 | 0 | 0 | 0 | 0 | 0 | 0 | 0 | 0 | 0 | 0 | 0 | 0 | 0 | 0 | 0 | 0 | 0 | 0 | 0 | 0 | 0 | 0 | 0 | 0 | 0 | 0 | 0 | 0 | 0 | 0 | 0 | 0 | 0 | 0 | 0 | 0 | 0 | 0 | 0 | 0 | 0 | 0 | 2334000
0
2027 | 9.3304 | 2027: 6811.1969 | 6811.1969 | 9.3798
2028 | 10.2711 | 2027: 7497.8887; 2028: 8024.1498 | 15522.0385 | 10.3659
2029 | 9.9542 | 2027: 7266.5522; 2028: 8833.1292; 2029: 202936.3463 | 219036.0277 | 10.0414
2030 | 9.6512 | 2027: 7045.4006; 2028: 8560.5957; 2029: 223395.9996; 2030: 0 | 239001.996 | 9.7315
2031 | 9.3611 | 2027: 6833.6192; 2028: 8300.061; 2029: 216503.4386; 2030: 0; 2031: 0 | 231637.1188 | 9.4349
2032 | 9.0828 | 2027: 6630.4583; 2028: 8050.5651; 2029: 209914.3334; 2030: 0; 2031: 0; 2032: 0 | 224595.3567 | 9.1507
2033 | 8.8154 | 2027: 6435.2283; 2028: 7811.2249; 2029: 203604.4074; 2030: 0; 2031: 0; 2032: 0; 2033: 0 | 217850.8606 | 8.8779
2034 | 8.5579 | 2027: 6247.2948; 2028: 7581.2279; 2029: 197551.3263; 2030: 0; 2031: 0; 2032: 0; 2033: 0; 2034: 0 | 211379.849 | 8.6154
2035 | 8.3097 | 2027: 6066.0739; 2028: 7359.8267; 2029: 191734.5426; 2030: 0; 2031: 0; 2032: 0; 2033: 0; 2034: 0; 2035: 0 | 205160.4433 | 8.3626
2036 | 8.0699 | 2027: 5891.0288; 2028: 7146.3337; 2029: 186135.1525; 2030: 0; 2031: 0; 2032: 0; 2033: 0; 2034: 0; 2035: 0; 2036: 0 | 199172.515 | 8.1185
2037 | 7.8379 | 2027: 5721.6653; 2028: 6940.1161; 2029: 180735.7644; 2030: 0; 2031: 0; 2032: 0; 2033: 0; 2034: 0; 2035: 0; 2036: 0; 2037: 0 | 193397.5458 | 7.8827
2038 | 7.6131 | 2027: 5557.5289; 2028: 6740.592; 2029: 175520.3783; 2030: 0; 2031: 0; 2032: 0; 2033: 0; 2034: 0; 2035: 0; 2036: 0; 2037: 0; 2038: 0 | 187818.4991 | 7.6542
2039 | 7.3948 | 2027: 5398.2014; 2028: 6547.2258; 2029: 170474.2738; 2030: 0; 2031: 0; 2032: 0; 2033: 0; 2034: 0; 2035: 0; 2036: 0; 2037: 0; 2038: 0; 2039: 0 | 182419.7011 | 7.4327
2040 | 7.1826 | 2027: 5243.2982; 2028: 6359.525; 2029: 165583.9087; 2030: 0; 2031: 0; 2032: 0; 2033: 0; 2034: 0; 2035: 0; 2036: 0; 2037: 0; 2038: 0; 2039: 0; 2040: 0 | 177186.7318 | 7.2174
2041 | 6.976 | 2027: 5092.4653; 2028: 6177.0362; 2029: 160836.8235; 2030: 0; 2031: 0; 2032: 0; 2033: 0; 2034: 0; 2035: 0; 2036: 0; 2037: 0; 2038: 0; 2039: 0; 2040: 0; 2041: 0 | 172106.325 | 7.008
2042 | 6.7745 | 2027: 4945.377; 2028: 5999.3426; 2029: 156221.5561; 2030: 0; 2031: 0; 2032: 0; 2033: 0; 2034: 0; 2035: 0; 2036: 0; 2037: 0; 2038: 0; 2039: 0; 2040: 0; 2041: 0; 2042: 0 | 167166.2757 | 6.804
2043 | 6.5777 | 2027: 4801.7338; 2028: 5826.0606; 2029: 151727.5609; 2030: 0; 2031: 0; 2032: 0; 2033: 0; 2034: 0; 2035: 0; 2036: 0; 2037: 0; 2038: 0; 2039: 0; 2040: 0; 2041: 0; 2042: 0; 2043: 0 | 162355.3552 | 6.6049
2044 | 6.3853 | 2027: 4661.2601; 2028: 5656.8371; 2029: 147345.1362; 2030: 0; 2031: 0; 2032: 0; 2033: 0; 2034: 0; 2035: 0; 2036: 0; 2037: 0; 2038: 0; 2039: 0; 2040: 0; 2041: 0; 2042: 0; 2043: 0; 2044: 0 | 157663.2334 | 6.4103
2045 | 6.1969 | 2027: 4523.7023; 2028: 5491.3475; 2029: 143065.3563; 2030: 0; 2031: 0; 2032: 0; 2033: 0; 2034: 0; 2035: 0; 2036: 0; 2037: 0; 2038: 0; 2039: 0; 2040: 0; 2041: 0; 2042: 0; 2043: 0; 2044: 0; 2045: 0 | 153080.4061 | 6.2198
2046 | 6.0121 | 2027: 4388.8272; 2028: 5329.2931; 2029: 138880.0097; 2030: 0; 2031: 0; 2032: 0; 2033: 0; 2034: 0; 2035: 0; 2036: 0; 2037: 0; 2038: 0; 2039: 0; 2040: 0; 2041: 0; 2042: 0; 2043: 0; 2044: 0; 2045: 0; 2046: 0 | 148598.13 | 6.0332
2047 | 5.8307 | 2027: 4256.4201; 2028: 5170.3992; 2029: 134781.5416; 2030: 0; 2031: 0; 2032: 0; 2033: 0; 2034: 0; 2035: 0; 2036: 0; 2037: 0; 2038: 0; 2039: 0; 2040: 0; 2041: 0; 2042: 0; 2043: 0; 2044: 0; 2045: 0; 2046: 0; 2047: 0 | 144208.3609 | 5.8502
2048 | 5.6524 | 2027: 4126.2836; 2028: 5014.4127; 2029: 130763.0019; 2030: 0; 2031: 0; 2032: 0; 2033: 0; 2034: 0; 2035: 0; 2036: 0; 2037: 0; 2038: 0; 2039: 0; 2040: 0; 2041: 0; 2042: 0; 2043: 0; 2044: 0; 2045: 0; 2046: 0; 2047: 0; 2048: 0 | 139903.6982 | 5.6703
2049 | 5.477 | 2027: 3998.2361; 2028: 4861.1012; 2029: 126817.9962; 2030: 0; 2031: 0; 2032: 0; 2033: 0; 2034: 0; 2035: 0; 2036: 0; 2037: 0; 2038: 0; 2039: 0; 2040: 0; 2041: 0; 2042: 0; 2043: 0; 2044: 0; 2045: 0; 2046: 0; 2047: 0; 2048: 0; 2049: 0 | 135677.3335 | 5.4935
2050 | 5.3043 | 2027: 3872.1104; 2028: 4710.2507; 2029: 122940.6418; 2030: 0; 2031: 0; 2032: 0; 2033: 0; 2034: 0; 2035: 0; 2036: 0; 2037: 0; 2038: 0; 2039: 0; 2040: 0; 2041: 0; 2042: 0; 2043: 0; 2044: 0; 2045: 0; 2046: 0; 2047: 0; 2048: 0; 2049: 0; 2050: 0 | 131523.0029 | 5.3194
2051 | 5.1339 | 2027: 3747.7527; 2028: 4561.6643; 2029: 119125.5267; 2030: 0; 2031: 0; 2032: 0; 2033: 0; 2034: 0; 2035: 0; 2036: 0; 2037: 0; 2038: 0; 2039: 0; 2040: 0; 2041: 0; 2042: 0; 2043: 0; 2044: 0; 2045: 0; 2046: 0; 2047: 0; 2048: 0; 2049: 0; 2050: 0; 2051: 0 | 127434.9437 | 5.1478
2052 | 4.9658 | 2027: 3625.0217; 2028: 4415.1608; 2029: 115367.6716; 2030: 0; 2031: 0; 2032: 0; 2033: 0; 2034: 0; 2035: 0; 2036: 0; 2037: 0; 2038: 0; 2039: 0; 2040: 0; 2041: 0; 2042: 0; 2043: 0; 2044: 0; 2045: 0; 2046: 0; 2047: 0; 2048: 0; 2049: 0; 2050: 0; 2051: 0; 2052: 0 | 123407.8541 | 4.9786
2053 | 4.7997 | 2027: 3503.7873; 2028: 4270.5736; 2029: 111662.4958; 2030: 0; 2031: 0; 2032: 0; 2033: 0; 2034: 0; 2035: 0; 2036: 0; 2037: 0; 2038: 0; 2039: 0; 2040: 0; 2041: 0; 2042: 0; 2043: 0; 2044: 0; 2045: 0; 2046: 0; 2047: 0; 2048: 0; 2049: 0; 2050: 0; 2051: 0; 2052: 0; 2053: 0 | 119436.8566 | 4.8115
2054 | 4.6355 | 2027: 3383.9296; 2028: 4127.7494; 2029: 108005.7849; 2030: 0; 2031: 0; 2032: 0; 2033: 0; 2034: 0; 2035: 0; 2036: 0; 2037: 0; 2038: 0; 2039: 0; 2040: 0; 2041: 0; 2042: 0; 2043: 0; 2044: 0; 2045: 0; 2046: 0; 2047: 0; 2048: 0; 2049: 0; 2050: 0; 2051: 0; 2052: 0; 2053: 0; 2054: 0 | 115517.4638 | 4.6464
2055 | 4.4731 | 2027: 3265.3385; 2028: 3986.5472; 2029: 104393.6617; 2030: 0; 2031: 0; 2032: 0; 2033: 0; 2034: 0; 2035: 0; 2036: 0; 2037: 0; 2038: 0; 2039: 0; 2040: 0; 2041: 0; 2042: 0; 2043: 0; 2044: 0; 2045: 0; 2046: 0; 2047: 0; 2048: 0; 2049: 0; 2050: 0; 2051: 0; 2052: 0; 2053: 0; 2054: 0; 2055: 0 | 111645.5474 | 4.483
2056 | 4.3122 | 2027: 3147.9128; 2028: 3846.8372; 2029: 100822.5593; 2030: 0; 2031: 0; 2032: 0; 2033: 0; 2034: 0; 2035: 0; 2036: 0; 2037: 0; 2038: 0; 2039: 0; 2040: 0; 2041: 0; 2042: 0; 2043: 0; 2044: 0; 2045: 0; 2046: 0; 2047: 0; 2048: 0; 2049: 0; 2050: 0; 2051: 0; 2052: 0; 2053: 0; 2054: 0; 2055: 0; 2056: 0 | 107817.3092 | 4.3214
2057 | 4.1528 | 2027: 3031.5591; 2028: 3708.5; 2029: 97289.1959; 2030: 0; 2031: 0; 2032: 0; 2033: 0; 2034: 0; 2035: 0; 2036: 0; 2037: 0; 2038: 0; 2039: 0; 2040: 0; 2041: 0; 2042: 0; 2043: 0; 2044: 0; 2045: 0; 2046: 0; 2047: 0; 2048: 0; 2049: 0; 2050: 0; 2051: 0; 2052: 0; 2053: 0; 2054: 0; 2055: 0; 2056: 0; 2057: 0 | 104029.255 | 4.1613
2058 | 3.9948 | 2027: 2916.1918; 2028: 3571.4258; 2029: 93790.5524; 2030: 0; 2031: 0; 2032: 0; 2033: 0; 2034: 0; 2035: 0; 2036: 0; 2037: 0; 2038: 0; 2039: 0; 2040: 0; 2041: 0; 2042: 0; 2043: 0; 2044: 0; 2045: 0; 2046: 0; 2047: 0; 2048: 0; 2049: 0; 2050: 0; 2051: 0; 2052: 0; 2053: 0; 2054: 0; 2055: 0; 2056: 0; 2057: 0; 2058: 0 | 100278.1701 | 4.0026
2059 | 3.838 | 2027: 2801.7319; 2028: 3435.5137; 2029: 90323.8513; 2030: 0; 2031: 0; 2032: 0; 2033: 0; 2034: 0; 2035: 0; 2036: 0; 2037: 0; 2038: 0; 2039: 0; 2040: 0; 2041: 0; 2042: 0; 2043: 0; 2044: 0; 2045: 0; 2046: 0; 2047: 0; 2048: 0; 2049: 0; 2050: 0; 2051: 0; 2052: 0; 2053: 0; 2054: 0; 2055: 0; 2056: 0; 2057: 0; 2058: 0; 2059: 0 | 96561.0969 | 3.8451
2060 | 3.6823 | 2027: 2688.1068; 2028: 3300.6705; 2029: 86886.5371; 2030: 0; 2031: 0; 2032: 0; 2033: 0; 2034: 0; 2035: 0; 2036: 0; 2037: 0; 2038: 0; 2039: 0; 2040: 0; 2041: 0; 2042: 0; 2043: 0; 2044: 0; 2045: 0; 2046: 0; 2047: 0; 2048: 0; 2049: 0; 2050: 0; 2051: 0; 2052: 0; 2053: 0; 2054: 0; 2055: 0; 2056: 0; 2057: 0; 2058: 0; 2059: 0; 2060: 0 | 92875.3144 | 3.6889
2061 | 3.5277 | 2027: 2575.2498; 2028: 3166.8108; 2029: 83476.2589; 2030: 0; 2031: 0; 2032: 0; 2033: 0; 2034: 0; 2035: 0; 2036: 0; 2037: 0; 2038: 0; 2039: 0; 2040: 0; 2041: 0; 2042: 0; 2043: 0; 2044: 0; 2045: 0; 2046: 0; 2047: 0; 2048: 0; 2049: 0; 2050: 0; 2051: 0; 2052: 0; 2053: 0; 2054: 0; 2055: 0; 2056: 0; 2057: 0; 2058: 0; 2059: 0; 2060: 0; 2061: 0 | 89218.3195 | 3.5338
2062 | 3.3741 | 2027: 2463.0993; 2028: 3033.8559; 2029: 80090.8539; 2030: 0; 2031: 0; 2032: 0; 2033: 0; 2034: 0; 2035: 0; 2036: 0; 2037: 0; 2038: 0; 2039: 0; 2040: 0; 2041: 0; 2042: 0; 2043: 0; 2044: 0; 2045: 0; 2046: 0; 2047: 0; 2048: 0; 2049: 0; 2050: 0; 2051: 0; 2052: 0; 2053: 0; 2054: 0; 2055: 0; 2056: 0; 2057: 0; 2058: 0; 2059: 0; 2060: 0; 2061: 0; 2062: 0 | 85587.8091 | 3.3797
2063 | 3.2214 | 2027: 2351.5989; 2028: 2901.7334; 2029: 76728.3321; 2030: 0; 2031: 0; 2032: 0; 2033: 0; 2034: 0; 2035: 0; 2036: 0; 2037: 0; 2038: 0; 2039: 0; 2040: 0; 2041: 0; 2042: 0; 2043: 0; 2044: 0; 2045: 0; 2046: 0; 2047: 0; 2048: 0; 2049: 0; 2050: 0; 2051: 0; 2052: 0; 2053: 0; 2054: 0; 2055: 0; 2056: 0; 2057: 0; 2058: 0; 2059: 0; 2060: 0; 2061: 0; 2062: 0; 2063: 0 | 81981.6644 | 3.2265
2064 | 3.0694 | 2027: 2240.6966; 2028: 2770.3768; 2029: 73386.8629; 2030: 0; 2031: 0; 2032: 0; 2033: 0; 2034: 0; 2035: 0; 2036: 0; 2037: 0; 2038: 0; 2039: 0; 2040: 0; 2041: 0; 2042: 0; 2043: 0; 2044: 0; 2045: 0; 2046: 0; 2047: 0; 2048: 0; 2049: 0; 2050: 0; 2051: 0; 2052: 0; 2053: 0; 2054: 0; 2055: 0; 2056: 0; 2057: 0; 2058: 0; 2059: 0; 2060: 0; 2061: 0; 2062: 0; 2063: 0; 2064: 0 | 78397.9363 | 3.0742
2065 | 2.9183 | 2027: 2130.3445; 2028: 2639.7247; 2029: 70064.7621; 2030: 0; 2031: 0; 2032: 0; 2033: 0; 2034: 0; 2035: 0; 2036: 0; 2037: 0; 2038: 0; 2039: 0; 2040: 0; 2041: 0; 2042: 0; 2043: 0; 2044: 0; 2045: 0; 2046: 0; 2047: 0; 2048: 0; 2049: 0; 2050: 0; 2051: 0; 2052: 0; 2053: 0; 2054: 0; 2055: 0; 2056: 0; 2057: 0; 2058: 0; 2059: 0; 2060: 0; 2061: 0; 2062: 0; 2063: 0; 2064: 0; 2065: 0 | 74834.8313 | 2.9226
2066 | 2.7678 | 2027: 2020.4985; 2028: 2509.7209; 2029: 66760.4802; 2030: 0; 2031: 0; 2032: 0; 2033: 0; 2034: 0; 2035: 0; 2036: 0; 2037: 0; 2038: 0; 2039: 0; 2040: 0; 2041: 0; 2042: 0; 2043: 0; 2044: 0; 2045: 0; 2046: 0; 2047: 0; 2048: 0; 2049: 0; 2050: 0; 2051: 0; 2052: 0; 2053: 0; 2054: 0; 2055: 0; 2056: 0; 2057: 0; 2058: 0; 2059: 0; 2060: 0; 2061: 0; 2062: 0; 2063: 0; 2064: 0; 2065: 0; 2066: 0 | 71290.6996 | 2.7718
2067 | 2.618 | 2027: 1911.1183; 2028: 2380.3133; 2029: 63472.5918; 2030: 0; 2031: 0; 2032: 0; 2033: 0; 2034: 0; 2035: 0; 2036: 0; 2037: 0; 2038: 0; 2039: 0; 2040: 0; 2041: 0; 2042: 0; 2043: 0; 2044: 0; 2045: 0; 2046: 0; 2047: 0; 2048: 0; 2049: 0; 2050: 0; 2051: 0; 2052: 0; 2053: 0; 2054: 0; 2055: 0; 2056: 0; 2057: 0; 2058: 0; 2059: 0; 2060: 0; 2061: 0; 2062: 0; 2063: 0; 2064: 0; 2065: 0; 2066: 0; 2067: 0 | 67764.0234 | 2.6216
2068 | 2.4687 | 2027: 1802.1666; 2028: 2251.4545; 2029: 60199.7853; 2030: 0; 2031: 0; 2032: 0; 2033: 0; 2034: 0; 2035: 0; 2036: 0; 2037: 0; 2038: 0; 2039: 0; 2040: 0; 2041: 0; 2042: 0; 2043: 0; 2044: 0; 2045: 0; 2046: 0; 2047: 0; 2048: 0; 2049: 0; 2050: 0; 2051: 0; 2052: 0; 2053: 0; 2054: 0; 2055: 0; 2056: 0; 2057: 0; 2058: 0; 2059: 0; 2060: 0; 2061: 0; 2062: 0; 2063: 0; 2064: 0; 2065: 0; 2066: 0; 2067: 0; 2068: 0 | 64253.4063 | 2.4721
2069 | 2.32 | 2027: 1693.609; 2028: 2123.1003; 2029: 56940.8541; 2030: 0; 2031: 0; 2032: 0; 2033: 0; 2034: 0; 2035: 0; 2036: 0; 2037: 0; 2038: 0; 2039: 0; 2040: 0; 2041: 0; 2042: 0; 2043: 0; 2044: 0; 2045: 0; 2046: 0; 2047: 0; 2048: 0; 2049: 0; 2050: 0; 2051: 0; 2052: 0; 2053: 0; 2054: 0; 2055: 0; 2056: 0; 2057: 0; 2058: 0; 2059: 0; 2060: 0; 2061: 0; 2062: 0; 2063: 0; 2064: 0; 2065: 0; 2066: 0; 2067: 0; 2068: 0; 2069: 0 | 60757.5634 | 2.3231
2070 | 2.1718 | 2027: 1585.414; 2028: 1995.2105; 2029: 53694.6883; 2030: 0; 2031: 0; 2032: 0; 2033: 0; 2034: 0; 2035: 0; 2036: 0; 2037: 0; 2038: 0; 2039: 0; 2040: 0; 2041: 0; 2042: 0; 2043: 0; 2044: 0; 2045: 0; 2046: 0; 2047: 0; 2048: 0; 2049: 0; 2050: 0; 2051: 0; 2052: 0; 2053: 0; 2054: 0; 2055: 0; 2056: 0; 2057: 0; 2058: 0; 2059: 0; 2060: 0; 2061: 0; 2062: 0; 2063: 0; 2064: 0; 2065: 0; 2066: 0; 2067: 0; 2068: 0; 2069: 0; 2070: 0 | 57275.3129 | 2.1747
2071 | 2.024 | 2027: 1477.5526; 2028: 1867.748; 2029: 50460.2667; 2030: 0; 2031: 0; 2032: 0; 2033: 0; 2034: 0; 2035: 0; 2036: 0; 2037: 0; 2038: 0; 2039: 0; 2040: 0; 2041: 0; 2042: 0; 2043: 0; 2044: 0; 2045: 0; 2046: 0; 2047: 0; 2048: 0; 2049: 0; 2050: 0; 2051: 0; 2052: 0; 2053: 0; 2054: 0; 2055: 0; 2056: 0; 2057: 0; 2058: 0; 2059: 0; 2060: 0; 2061: 0; 2062: 0; 2063: 0; 2064: 0; 2065: 0; 2066: 0; 2067: 0; 2068: 0; 2069: 0; 2070: 0; 2071: 0 | 53805.5673 | 2.0267
2072 | 1.8767 | 2027: 1369.9982; 2028: 1740.6785; 2029: 47236.6496; 2030: 0; 2031: 0; 2032: 0; 2033: 0; 2034: 0; 2035: 0; 2036: 0; 2037: 0; 2038: 0; 2039: 0; 2040: 0; 2041: 0; 2042: 0; 2043: 0; 2044: 0; 2045: 0; 2046: 0; 2047: 0; 2048: 0; 2049: 0; 2050: 0; 2051: 0; 2052: 0; 2053: 0; 2054: 0; 2055: 0; 2056: 0; 2057: 0; 2058: 0; 2059: 0; 2060: 0; 2061: 0; 2062: 0; 2063: 0; 2064: 0; 2065: 0; 2066: 0; 2067: 0; 2068: 0; 2069: 0; 2070: 0; 2071: 0; 2072: 0 | 50347.3263 | 1.8791
2073 | 1.7298 | 2027: 1262.7262; 2028: 1613.9705; 2029: 44022.9728; 2030: 0; 2031: 0; 2032: 0; 2033: 0; 2034: 0; 2035: 0; 2036: 0; 2037: 0; 2038: 0; 2039: 0; 2040: 0; 2041: 0; 2042: 0; 2043: 0; 2044: 0; 2045: 0; 2046: 0; 2047: 0; 2048: 0; 2049: 0; 2050: 0; 2051: 0; 2052: 0; 2053: 0; 2054: 0; 2055: 0; 2056: 0; 2057: 0; 2058: 0; 2059: 0; 2060: 0; 2061: 0; 2062: 0; 2063: 0; 2064: 0; 2065: 0; 2066: 0; 2067: 0; 2068: 0; 2069: 0; 2070: 0; 2071: 0; 2072: 0; 2073: 0 | 46899.6695 | 1.732
2074 | 1.5832 | 2027: 1155.714; 2028: 1487.5953; 2029: 40818.4409; 2030: 0; 2031: 0; 2032: 0; 2033: 0; 2034: 0; 2035: 0; 2036: 0; 2037: 0; 2038: 0; 2039: 0; 2040: 0; 2041: 0; 2042: 0; 2043: 0; 2044: 0; 2045: 0; 2046: 0; 2047: 0; 2048: 0; 2049: 0; 2050: 0; 2051: 0; 2052: 0; 2053: 0; 2054: 0; 2055: 0; 2056: 0; 2057: 0; 2058: 0; 2059: 0; 2060: 0; 2061: 0; 2062: 0; 2063: 0; 2064: 0; 2065: 0; 2066: 0; 2067: 0; 2068: 0; 2069: 0; 2070: 0; 2071: 0; 2072: 0; 2073: 0; 2074: 0 | 43461.7502 | 1.5852
2075 | 5.5037 | 4017.6886 | 1361.5261 | 37622.3225 | 0 | 0 | 0 | 0 | 0 | 0 | 0 | 0 | 0 | 0 | 0 | 0 | 0 | 0 | 0 | 0 | 0 | 0 | 0 | 0 | 0 | 0 | 0 | 0 | 0 | 0 | 0 | 0 | 0 | 0 | 0 | 0 | 0 | 0 | 0 | 0 | 0 | 0 | 0 | 0 | 0 | 0 | 0 | 0 | 0 | 0 | [32 empty] | 43001.5371 | 5.5174
2076 | 0 | 0 | 4733.1674 | 34433.9444 | 0 | 0 | 0 | 0 | 0 | 0 | 0 | 0 | 0 | 0 | 0 | 0 | 0 | 0 | 0 | 0 | 0 | 0 | 0 | 0 | 0 | 0 | 0 | 0 | 0 | 0 | 0 | 0 | 0 | 0 | 0 | 0 | 0 | 0 | 0 | 0 | 0 | 0 | 0 | 0 | 0 | 0 | 0 | 0 | 0 | 0 | 0 | [31 empty] | 39167.1118 | 0
2077 | 0 | 0 | 0 | 119705.1046 | 0 | 0 | 0 | 0 | 0 | 0 | 0 | 0 | 0 | 0 | 0 | 0 | 0 | 0 | 0 | 0 | 0 | 0 | 0 | 0 | 0 | 0 | 0 | 0 | 0 | 0 | 0 | 0 | 0 | 0 | 0 | 0 | 0 | 0 | 0 | 0 | 0 | 0 | 0 | 0 | 0 | 0 | 0 | 0 | 0 | 0 | 0 | 0 | [30 empty] | 119705.1046 | 0
2078 | 0 | 0 | 0 | 0 | 0 | 0 | 0 | 0 | 0 | 0 | 0 | 0 | 0 | 0 | 0 | 0 | 0 | 0 | 0 | 0 | 0 | 0 | 0 | 0 | 0 | 0 | 0 | 0 | 0 | 0 | 0 | 0 | 0 | 0 | 0 | 0 | 0 | 0 | 0 | 0 | 0 | 0 | 0 | 0 | 0 | 0 | 0 | 0 | 0 | 0 | 0 | 0 | 0 | [29 empty] | 0 | 0
2079 | 0 | 0 | 0 | 0 | 0 | 0 | 0 | 0 | 0 | 0 | 0 | 0 | 0 | 0 | 0 | 0 | 0 | 0 | 0 | 0 | 0 | 0 | 0 | 0 | 0 | 0 | 0 | 0 | 0 | 0 | 0 | 0 | 0 | 0 | 0 | 0 | 0 | 0 | 0 | 0 | 0 | 0 | 0 | 0 | 0 | 0 | 0 | 0 | 0 | 0 | 0 | 0 | 0 | 0 | [28 empty] | 0 | 0
2080 | 0 | 0 | 0 | 0 | 0 | 0 | 0 | 0 | 0 | 0 | 0 | 0 | 0 | 0 | 0 | 0 | 0 | 0 | 0 | 0 | 0 | 0 | 0 | 0 | 0 | 0 | 0 | 0 | 0 | 0 | 0 | 0 | 0 | 0 | 0 | 0 | 0 | 0 | 0 | 0 | 0 | 0 | 0 | 0 | 0 | 0 | 0 | 0 | 0 | 0 | 0 | 0 | 0 | 0 | 0 | [27 empty] | 0 | 0
2081 | 0 | 0 | 0 | 0 | 0 | 0 | 0 | 0 | 0 | 0 | 0 | 0 | 0 | 0 | 0 | 0 | 0 | 0 | 0 | 0 | 0 | 0 | 0 | 0 | 0 | 0 | 0 | 0 | 0 | 0 | 0 | 0 | 0 | 0 | 0 | 0 | 0 | 0 | 0 | 0 | 0 | 0 | 0 | 0 | 0 | 0 | 0 | 0 | 0 | 0 | 0 | 0 | 0 | 0 | 0 | 0 | [26 empty] | 0 | 0
2082 | 0 | 0 | 0 | 0 | 0 | 0 | 0 | 0 | 0 | 0 | 0 | 0 | 0 | 0 | 0 | 0 | 0 | 0 | 0 | 0 | 0 | 0 | 0 | 0 | 0 | 0 | 0 | 0 | 0 | 0 | 0 | 0 | 0 | 0 | 0 | 0 | 0 | 0 | 0 | 0 | 0 | 0 | 0 | 0 | 0 | 0 | 0 | 0 | 0 | 0 | 0 | 0 | 0 | 0 | 0 | 0 | 0 | [25 empty] | 0 | 0
2083 | 0 | 0 | 0 | 0 | 0 | 0 | 0 | 0 | 0 | 0 | 0 | 0 | 0 | 0 | 0 | 0 | 0 | 0 | 0 | 0 | 0 | 0 | 0 | 0 | 0 | 0 | 0 | 0 | 0 | 0 | 0 | 0 | 0 | 0 | 0 | 0 | 0 | 0 | 0 | 0 | 0 | 0 | 0 | 0 | 0 | 0 | 0 | 0 | 0 | 0 | 0 | 0 | 0 | 0 | 0 | 0 | 0 | 0 | [24 empty] | 0 | 0
2084 | 0 | 0 | 0 | 0 | 0 | 0 | 0 | 0 | 0 | 0 | 0 | 0 | 0 | 0 | 0 | 0 | 0 | 0 | 0 | 0 | 0 | 0 | 0 | 0 | 0 | 0 | 0 | 0 | 0 | 0 | 0 | 0 | 0 | 0 | 0 | 0 | 0 | 0 | 0 | 0 | 0 | 0 | 0 | 0 | 0 | 0 | 0 | 0 | 0 | 0 | 0 | 0 | 0 | 0 | 0 | 0 | 0 | 0 | 0 | [23 empty] | 0 | 0
2085 | 0 | 0 | 0 | 0 | 0 | 0 | 0 | 0 | 0 | 0 | 0 | 0 | 0 | 0 | 0 | 0 | 0 | 0 | 0 | 0 | 0 | 0 | 0 | 0 | 0 | 0 | 0 | 0 | 0 | 0 | 0 | 0 | 0 | 0 | 0 | 0 | 0 | 0 | 0 | 0 | 0 | 0 | 0 | 0 | 0 | 0 | 0 | 0 | 0 | 0 | 0 | 0 | 0 | 0 | 0 | 0 | 0 | 0 | 0 | 0 | [22 empty] | 0 | 0
2086 | 0 | 0 | 0 | 0 | 0 | 0 | 0 | 0 | 0 | 0 | 0 | 0 | 0 | 0 | 0 | 0 | 0 | 0 | 0 | 0 | 0 | 0 | 0 | 0 | 0 | 0 | 0 | 0 | 0 | 0 | 0 | 0 | 0 | 0 | 0 | 0 | 0 | 0 | 0 | 0 | 0 | 0 | 0 | 0 | 0 | 0 | 0 | 0 | 0 | 0 | 0 | 0 | 0 | 0 | 0 | 0 | 0 | 0 | 0 | 0 | 0 | [21 empty] | 0 | 0
2087 | 0 | 0 | 0 | 0 | 0 | 0 | 0 | 0 | 0 | 0 | 0 | 0 | 0 | 0 | 0 | 0 | 0 | 0 | 0 | 0 | 0 | 0 | 0 | 0 | 0 | 0 | 0 | 0 | 0 | 0 | 0 | 0 | 0 | 0 | 0 | 0 | 0 | 0 | 0 | 0 | 0 | 0 | 0 | 0 | 0 | 0 | 0 | 0 | 0 | 0 | 0 | 0 | 0 | 0 | 0 | 0 | 0 | 0 | 0 | 0 | 0 | 0 | [20 empty] | 0 | 0
2088 | 0 | 0 | 0 | 0 | 0 | 0 | 0 | 0 | 0 | 0 | 0 | 0 | 0 | 0 | 0 | 0 | 0 | 0 | 0 | 0 | 0 | 0 | 0 | 0 | 0 | 0 | 0 | 0 | 0 | 0 | 0 | 0 | 0 | 0 | 0 | 0 | 0 | 0 | 0 | 0 | 0 | 0 | 0 | 0 | 0 | 0 | 0 | 0 | 0 | 0 | 0 | 0 | 0 | 0 | 0 | 0 | 0 | 0 | 0 | 0 | 0 | 0 | 0 | [19 empty] | 0 | 0
2089 | 0 | 0 | 0 | 0 | 0 | 0 | 0 | 0 | 0 | 0 | 0 | 0 | 0 | 0 | 0 | 0 | 0 | 0 | 0 | 0 | 0 | 0 | 0 | 0 | 0 | 0 | 0 | 0 | 0 | 0 | 0 | 0 | 0 | 0 | 0 | 0 | 0 | 0 | 0 | 0 | 0 | 0 | 0 | 0 | 0 | 0 | 0 | 0 | 0 | 0 | 0 | 0 | 0 | 0 | 0 | 0 | 0 | 0 | 0 | 0 | 0 | 0 | 0 | 0 | [18 empty] | 0 | 0
2090 | 0 | 0 | 0 | 0 | 0 | 0 | 0 | 0 | 0 | 0 | 0 | 0 | 0 | 0 | 0 | 0 | 0 | 0 | 0 | 0 | 0 | 0 | 0 | 0 | 0 | 0 | 0 | 0 | 0 | 0 | 0 | 0 | 0 | 0 | 0 | 0 | 0 | 0 | 0 | 0 | 0 | 0 | 0 | 0 | 0 | 0 | 0 | 0 | 0 | 0 | 0 | 0 | 0 | 0 | 0 | 0 | 0 | 0 | 0 | 0 | 0 | 0 | 0 | 0 | 0 | [17 empty] | 0 | 0
2091 | 0 | 0 | 0 | 0 | 0 | 0 | 0 | 0 | 0 | 0 | 0 | 0 | 0 | 0 | 0 | 0 | 0 | 0 | 0 | 0 | 0 | 0 | 0 | 0 | 0 | 0 | 0 | 0 | 0 | 0 | 0 | 0 | 0 | 0 | 0 | 0 | 0 | 0 | 0 | 0 | 0 | 0 | 0 | 0 | 0 | 0 | 0 | 0 | 0 | 0 | 0 | 0 | 0 | 0 | 0 | 0 | 0 | 0 | 0 | 0 | 0 | 0 | 0 | 0 | 0 | 0 | [16 empty] | 0 | 0
2092 | 0 | 0 | 0 | 0 | 0 | 0 | 0 | 0 | 0 | 0 | 0 | 0 | 0 | 0 | 0 | 0 | 0 | 0 | 0 | 0 | 0 | 0 | 0 | 0 | 0 | 0 | 0 | 0 | 0 | 0 | 0 | 0 | 0 | 0 | 0 | 0 | 0 | 0 | 0 | 0 | 0 | 0 | 0 | 0 | 0 | 0 | 0 | 0 | 0 | 0 | 0 | 0 | 0 | 0 | 0 | 0 | 0 | 0 | 0 | 0 | 0 | 0 | 0 | 0 | 0 | 0 | 0 | [15 empty] | 0 | 0
2093 | 0 | 0 | 0 | 0 | 0 | 0 | 0 | 0 | 0 | 0 | 0 | 0 | 0 | 0 | 0 | 0 | 0 | 0 | 0 | 0 | 0 | 0 | 0 | 0 | 0 | 0 | 0 | 0 | 0 | 0 | 0 | 0 | 0 | 0 | 0 | 0 | 0 | 0 | 0 | 0 | 0 | 0 | 0 | 0 | 0 | 0 | 0 | 0 | 0 | 0 | 0 | 0 | 0 | 0 | 0 | 0 | 0 | 0 | 0 | 0 | 0 | 0 | 0 | 0 | 0 | 0 | 0 | 0 | [14 empty] | 0 | 0
2094 | 0 | 0 | 0 | 0 | 0 | 0 | 0 | 0 | 0 | 0 | 0 | 0 | 0 | 0 | 0 | 0 | 0 | 0 | 0 | 0 | 0 | 0 | 0 | 0 | 0 | 0 | 0 | 0 | 0 | 0 | 0 | 0 | 0 | 0 | 0 | 0 | 0 | 0 | 0 | 0 | 0 | 0 | 0 | 0 | 0 | 0 | 0 | 0 | 0 | 0 | 0 | 0 | 0 | 0 | 0 | 0 | 0 | 0 | 0 | 0 | 0 | 0 | 0 | 0 | 0 | 0 | 0 | 0 | 0 | [13 empty] | 0 | 0
2095 | 0 | 0 | 0 | 0 | 0 | 0 | 0 | 0 | 0 | 0 | 0 | 0 | 0 | 0 | 0 | 0 | 0 | 0 | 0 | 0 | 0 | 0 | 0 | 0 | 0 | 0 | 0 | 0 | 0 | 0 | 0 | 0 | 0 | 0 | 0 | 0 | 0 | 0 | 0 | 0 | 0 | 0 | 0 | 0 | 0 | 0 | 0 | 0 | 0 | 0 | 0 | 0 | 0 | 0 | 0 | 0 | 0 | 0 | 0 | 0 | 0 | 0 | 0 | 0 | 0 | 0 | 0 | 0 | 0 | 0 | [12 empty] | 0 | 0
2096 | 0 | 0 | 0 | 0 | 0 | 0 | 0 | 0 | 0 | 0 | 0 | 0 | 0 | 0 | 0 | 0 | 0 | 0 | 0 | 0 | 0 | 0 | 0 | 0 | 0 | 0 | 0 | 0 | 0 | 0 | 0 | 0 | 0 | 0 | 0 | 0 | 0 | 0 | 0 | 0 | 0 | 0 | 0 | 0 | 0 | 0 | 0 | 0 | 0 | 0 | 0 | 0 | 0 | 0 | 0 | 0 | 0 | 0 | 0 | 0 | 0 | 0 | 0 | 0 | 0 | 0 | 0 | 0 | 0 | 0 | 0 | [11 empty] | 0 | 0
2097 | 0 | 0 | 0 | 0 | 0 | 0 | 0 | 0 | 0 | 0 | 0 | 0 | 0 | 0 | 0 | 0 | 0 | 0 | 0 | 0 | 0 | 0 | 0 | 0 | 0 | 0 | 0 | 0 | 0 | 0 | 0 | 0 | 0 | 0 | 0 | 0 | 0 | 0 | 0 | 0 | 0 | 0 | 0 | 0 | 0 | 0 | 0 | 0 | 0 | 0 | 0 | 0 | 0 | 0 | 0 | 0 | 0 | 0 | 0 | 0 | 0 | 0 | 0 | 0 | 0 | 0 | 0 | 0 | 0 | 0 | 0 | 0 | [10 empty] | 0 | 0
2098 | 0 | 0 | 0 | 0 | 0 | 0 | 0 | 0 | 0 | 0 | 0 | 0 | 0 | 0 | 0 | 0 | 0 | 0 | 0 | 0 | 0 | 0 | 0 | 0 | 0 | 0 | 0 | 0 | 0 | 0 | 0 | 0 | 0 | 0 | 0 | 0 | 0 | 0 | 0 | 0 | 0 | 0 | 0 | 0 | 0 | 0 | 0 | 0 | 0 | 0 | 0 | 0 | 0 | 0 | 0 | 0 | 0 | 0 | 0 | 0 | 0 | 0 | 0 | 0 | 0 | 0 | 0 | 0 | 0 | 0 | 0 | 0 | 0 | [9 empty] | 0 | 0
2099 | 0 | 0 | 0 | 0 | 0 | 0 | 0 | 0 | 0 | 0 | 0 | 0 | 0 | 0 | 0 | 0 | 0 | 0 | 0 | 0 | 0 | 0 | 0 | 0 | 0 | 0 | 0 | 0 | 0 | 0 | 0 | 0 | 0 | 0 | 0 | 0 | 0 | 0 | 0 | 0 | 0 | 0 | 0 | 0 | 0 | 0 | 0 | 0 | 0 | 0 | 0 | 0 | 0 | 0 | 0 | 0 | 0 | 0 | 0 | 0 | 0 | 0 | 0 | 0 | 0 | 0 | 0 | 0 | 0 | 0 | 0 | 0 | 0 | 0 | [8 empty] | 0 | 0
2100 | 0 | 0 | 0 | 0 | 0 | 0 | 0 | 0 | 0 | 0 | 0 | 0 | 0 | 0 | 0 | 0 | 0 | 0 | 0 | 0 | 0 | 0 | 0 | 0 | 0 | 0 | 0 | 0 | 0 | 0 | 0 | 0 | 0 | 0 | 0 | 0 | 0 | 0 | 0 | 0 | 0 | 0 | 0 | 0 | 0 | 0 | 0 | 0 | 0 | 0 | 0 | 0 | 0 | 0 | 0 | 0 | 0 | 0 | 0 | 0 | 0 | 0 | 0 | 0 | 0 | 0 | 0 | 0 | 0 | 0 | 0 | 0 | 0 | 0 | 0 | [7 empty] | 0 | 0
2101 | 0 | 0 | 0 | 0 | 0 | 0 | 0 | 0 | 0 | 0 | 0 | 0 | 0 | 0 | 0 | 0 | 0 | 0 | 0 | 0 | 0 | 0 | 0 | 0 | 0 | 0 | 0 | 0 | 0 | 0 | 0 | 0 | 0 | 0 | 0 | 0 | 0 | 0 | 0 | 0 | 0 | 0 | 0 | 0 | 0 | 0 | 0 | 0 | 0 | 0 | 0 | 0 | 0 | 0 | 0 | 0 | 0 | 0 | 0 | 0 | 0 | 0 | 0 | 0 | 0 | 0 | 0 | 0 | 0 | 0 | 0 | 0 | 0 | 0 | 0 | 0 | [6 empty] | 0 | 0
2102 | 0 | 0 | 0 | 0 | 0 | 0 | 0 | 0 | 0 | 0 | 0 | 0 | 0 | 0 | 0 | 0 | 0 | 0 | 0 | 0 | 0 | 0 | 0 | 0 | 0 | 0 | 0 | 0 | 0 | 0 | 0 | 0 | 0 | 0 | 0 | 0 | 0 | 0 | 0 | 0 | 0 | 0 | 0 | 0 | 0 | 0 | 0 | 0 | 0 | 0 | 0 | 0 | 0 | 0 | 0 | 0 | 0 | 0 | 0 | 0 | 0 | 0 | 0 | 0 | 0 | 0 | 0 | 0 | 0 | 0 | 0 | 0 | 0 | 0 | 0 | 0 | 0 | [5 empty] | 0 | 0
2103 | 0 | 0 | 0 | 0 | 0 | 0 | 0 | 0 | 0 | 0 | 0 | 0 | 0 | 0 | 0 | 0 | 0 | 0 | 0 | 0 | 0 | 0 | 0 | 0 | 0 | 0 | 0 | 0 | 0 | 0 | 0 | 0 | 0 | 0 | 0 | 0 | 0 | 0 | 0 | 0 | 0 | 0 | 0 | 0 | 0 | 0 | 0 | 0 | 0 | 0 | 0 | 0 | 0 | 0 | 0 | 0 | 0 | 0 | 0 | 0 | 0 | 0 | 0 | 0 | 0 | 0 | 0 | 0 | 0 | 0 | 0 | 0 | 0 | 0 | 0 | 0 | 0 | 0 |  |  |  |  | 0 | 0
2104 | 0 | 0 | 0 | 0 | 0 | 0 | 0 | 0 | 0 | 0 | 0 | 0 | 0 | 0 | 0 | 0 | 0 | 0 | 0 | 0 | 0 | 0 | 0 | 0 | 0 | 0 | 0 | 0 | 0 | 0 | 0 | 0 | 0 | 0 | 0 | 0 | 0 | 0 | 0 | 0 | 0 | 0 | 0 | 0 | 0 | 0 | 0 | 0 | 0 | 0 | 0 | 0 | 0 | 0 | 0 | 0 | 0 | 0 | 0 | 0 | 0 | 0 | 0 | 0 | 0 | 0 | 0 | 0 | 0 | 0 | 0 | 0 | 0 | 0 | 0 | 0 | 0 | 0 | 0 |  |  |  | 0 | 0
2105 | 0 | 0 | 0 | 0 | 0 | 0 | 0 | 0 | 0 | 0 | 0 | 0 | 0 | 0 | 0 | 0 | 0 | 0 | 0 | 0 | 0 | 0 | 0 | 0 | 0 | 0 | 0 | 0 | 0 | 0 | 0 | 0 | 0 | 0 | 0 | 0 | 0 | 0 | 0 | 0 | 0 | 0 | 0 | 0 | 0 | 0 | 0 | 0 | 0 | 0 | 0 | 0 | 0 | 0 | 0 | 0 | 0 | 0 | 0 | 0 | 0 | 0 | 0 | 0 | 0 | 0 | 0 | 0 | 0 | 0 | 0 | 0 | 0 | 0 | 0 | 0 | 0 | 0 | 0 | 0 |  |  | 0 | 0
2106 | 0 | 0 | 0 | 0 | 0 | 0 | 0 | 0 | 0 | 0 | 0 | 0 | 0 | 0 | 0 | 0 | 0 | 0 | 0 | 0 | 0 | 0 | 0 | 0 | 0 | 0 | 0 | 0 | 0 | 0 | 0 | 0 | 0 | 0 | 0 | 0 | 0 | 0 | 0 | 0 | 0 | 0 | 0 | 0 | 0 | 0 | 0 | 0 | 0 | 0 | 0 | 0 | 0 | 0 | 0 | 0 | 0 | 0 | 0 | 0 | 0 | 0 | 0 | 0 | 0 | 0 | 0 | 0 | 0 | 0 | 0 | 0 | 0 | 0 | 0 | 0 | 0 | 0 | 0 | 0 | 0 |  | 0 | 0
2107 | 0 | 0 | 0 | 0 | 0 | 0 | 0 | 0 | 0 | 0 | 0 | 0 | 0 | 0 | 0 | 0 | 0 | 0 | 0 | 0 | 0 | 0 | 0 | 0 | 0 | 0 | 0 | 0 | 0 | 0 | 0 | 0 | 0 | 0 | 0 | 0 | 0 | 0 | 0 | 0 | 0 | 0 | 0 | 0 | 0 | 0 | 0 | 0 | 0 | 0 | 0 | 0 | 0 | 0 | 0 | 0 | 0 | 0 | 0 | 0 | 0 | 0 | 0 | 0 | 0 | 0 | 0 | 0 | 0 | 0 | 0 | 0 | 0 | 0 | 0 | 0 | 0 | 0 | 0 | 0 | 0 | 0 | 0 | 0
Total | 267.7817 | 195480.6588 | 230292.2829 | 5824252.504 | 0 | 0 | 0 | 0 | 0 | 0 | 0 | 0 | 0 | 0 | 0 | 0 | 0 | 0 | 0 | 0 | 0 | 0 | 0 | 0 | 0 | 0 | 0 | 0 | 0 | 0 | 0 | 0 | 0 | 0 | 0 | 0 | 0 | 0 | 0 | 0 | 0 | 0 | 0 | 0 | 0 | 0 | 0 | 0 | 0 | 0 | 0 | 0 | 0 | 0 | 0 | 0 | 0 | 0 | 0 | 0 | 0 | 0 | 0 | 0 | 0 | 0 | 0 | 0 | 0 | 0 | 0 | 0 | 0 | 0 | 0 | 0 | 0 | 0 | 0 | 0 | 0 | 0 | 6250025.4457 | 0
SUNCOST |  | 188669.4618 | 403439.7063 | 6008656.1826 | 5769654.1866 | 5538017.0678 | 5313421.711 | 5095570.8505 | 4884191.0015 | 4679030.5582 | 4479858.0432 | 4286460.4974 | 4098641.9983 | 3916222.2972 | 3739035.5654 | 3566929.2403 | 3399762.9646 | 3237407.6094 | 3079744.376 | 2926663.9699 | 2778065.8399 | 2633857.479 | 2493953.7808 | 2358276.4472 | 2226753.4443 | 2099318.5006 | 1975910.6466 | 1856473.79 | 1740956.3261 | 1629310.7787 | 1521493.4695 | 1417464.2145 | 1317186.0444 | 1220624.9475 | 1127749.6331 | 1038531.3136 | 952943.5045 | 870961.8401 | 792563.9038 | 717729.0725 | 646438.3729 | 578674.3494 | 514420.9432 | 453663.3798 | 396388.0669 | 342582.4996 | 292235.1733 | 245335.5038 | 201873.7535 | 158872.2164 | 119705.1046 | 0 | 0 | 0 | 0 | 0 | 0 | 0 | 0 | 0 | 0 | 0 | 0 | 0 | 0 | 0 | 0 | 0 | 0 | 0 | 0 | 0 | 0 | 0 | 0 | 0 | 0 | 0 | 0 | 0 | 0 | 0
NPV SUNK COST
2027 |  | -77335.4566 | -93020.2439 | -2352546.8672 | 0 | 0 | 0 | 0 | 0 | 0 | 0 | 0 | 0 | 0 | 0 | 0 | 0 | 0 | 0 | 0 | 0 | 0 | 0 | 0 | 0 | 0 | 0 | 0 | 0 | 0 | 0 | 0 | 0 | 0 | 0 | 0 | 0 | 0 | 0 | 0 | 0 | 0 | 0 | 0 | 0 | 0 | 0 | 0 | 0 | 0 | 0 | 0 | 0 | 0 | 0 | 0 | 0 | 0 | 0 | 0 | 0 | 0 | 0 | 0 | 0 | 0 | 0 | 0 | 0 | 0 | 0 | 0 | 0 | 0 | 0 | 0 | 0 | 0 | 0 | 0 | 0 | 0 | -77335.4566
2028 |  | -70299.8098 | -85490.7799 | -2207513.2469 | 0 | 0 | 0 | 0 | 0 | 0 | 0 | 0 | 0 | 0 | 0 | 0 | 0 | 0 | 0 | 0 | 0 | 0 | 0 | 0 | 0 | 0 | 0 | 0 | 0 | 0 | 0 | 0 | 0 | 0 | 0 | 0 | 0 | 0 | 0 | 0 | 0 | 0 | 0 | 0 | 0 | 0 | 0 | 0 | 0 | 0 | 0 | 0 | 0 | 0 | 0 | 0 | 0 | 0 | 0 | 0 | 0 | 0 | 0 | 0 | 0 | 0 | 0 | 0 | 0 | 0 | 0 | 0 | 0 | 0 | 0 | 0 | 0 | 0 | 0 | 0 | 0 | 0 | -155790.5898
2029 |  | -63901.6002 | -77713.197 | -2028827.5027 | 0 | 0 | 0 | 0 | 0 | 0 | 0 | 0 | 0 | 0 | 0 | 0 | 0 | 0 | 0 | 0 | 0 | 0 | 0 | 0 | 0 | 0 | 0 | 0 | 0 | 0 | 0 | 0 | 0 | 0 | 0 | 0 | 0 | 0 | 0 | 0 | 0 | 0 | 0 | 0 | 0 | 0 | 0 | 0 | 0 | 0 | 0 | 0 | 0 | 0 | 0 | 0 | 0 | 0 | 0 | 0 | 0 | 0 | 0 | 0 | 0 | 0 | 0 | 0 | 0 | 0 | 0 | 0 | 0 | 0 | 0 | 0 | 0 | 0 | 0 | 0 | 0 | 0 | -2170442.2999
2030 |  | -58080.5574 | -70640.2714 | -1844253.5152 | 0 | 0 | 0 | 0 | 0 | 0 | 0 | 0 | 0 | 0 | 0 | 0 | 0 | 0 | 0 | 0 | 0 | 0 | 0 | 0 | 0 | 0 | 0 | 0 | 0 | 0 | 0 | 0 | 0 | 0 | 0 | 0 | 0 | 0 | 0 | 0 | 0 | 0 | 0 | 0 | 0 | 0 | 0 | 0 | 0 | 0 | 0 | 0 | 0 | 0 | 0 | 0 | 0 | 0 | 0 | 0 | 0 | 0 | 0 | 0 | 0 | 0 | 0 | 0 | 0 | 0 | 0 | 0 | 0 | 0 | 0 | 0 | 0 | 0 | 0 | 0 | 0 | 0 | -1972974.344
2031 |  | -52782.5701 | -64205.3771 | -1676402.1278 | 0 | 0 | 0 | 0 | 0 | 0 | 0 | 0 | 0 | 0 | 0 | 0 | 0 | 0 | 0 | 0 | 0 | 0 | 0 | 0 | 0 | 0 | 0 | 0 | 0 | 0 | 0 | 0 | 0 | 0 | 0 | 0 | 0 | 0 | 0 | 0 | 0 | 0 | 0 | 0 | 0 | 0 | 0 | 0 | 0 | 0 | 0 | 0 | 0 | 0 | 0 | 0 | 0 | 0 | 0 | 0 | 0 | 0 | 0 | 0 | 0 | 0 | 0 | 0 | 0 | 0 | 0 | 0 | 0 | 0 | 0 | 0 | 0 | 0 | 0 | 0 | 0 | 0 | -1793390.075
2032 |  | -47958.9986 | -58348.6965 | -1523692.2024 | 0 | 0 | 0 | 0 | 0 | 0 | 0 | 0 | 0 | 0 | 0 | 0 | 0 | 0 | 0 | 0 | 0 | 0 | 0 | 0 | 0 | 0 | 0 | 0 | 0 | 0 | 0 | 0 | 0 | 0 | 0 | 0 | 0 | 0 | 0 | 0 | 0 | 0 | 0 | 0 | 0 | 0 | 0 | 0 | 0 | 0 | 0 | 0 | 0 | 0 | 0 | 0 | 0 | 0 | 0 | 0 | 0 | 0 | 0 | 0 | 0 | 0 | 0 | 0 | 0 | 0 | 0 | 0 | 0 | 0 | 0 | 0 | 0 | 0 | 0 | 0 | 0 | 0 | -1629999.8975
2033 |  | -43566.0698 | -53016.4607 | -1384704.1785 | 0 | 0 | 0 | 0 | 0 | 0 | 0 | 0 | 0 | 0 | 0 | 0 | 0 | 0 | 0 | 0 | 0 | 0 | 0 | 0 | 0 | 0 | 0 | 0 | 0 | 0 | 0 | 0 | 0 | 0 | 0 | 0 | 0 | 0 | 0 | 0 | 0 | 0 | 0 | 0 | 0 | 0 | 0 | 0 | 0 | 0 | 0 | 0 | 0 | 0 | 0 | 0 | 0 | 0 | 0 | 0 | 0 | 0 | 0 | 0 | 0 | 0 | 0 | 0 | 0 | 0 | 0 | 0 | 0 | 0 | 0 | 0 | 0 | 0 | 0 | 0 | 0 | 0 | -1481286.709
2034 |  | -39564.3448 | -48160.2805 | -1258162.0342 | 0 | 0 | 0 | 0 | 0 | 0 | 0 | 0 | 0 | 0 | 0 | 0 | 0 | 0 | 0 | 0 | 0 | 0 | 0 | 0 | 0 | 0 | 0 | 0 | 0 | 0 | 0 | 0 | 0 | 0 | 0 | 0 | 0 | 0 | 0 | 0 | 0 | 0 | 0 | 0 | 0 | 0 | 0 | 0 | 0 | 0 | 0 | 0 | 0 | 0 | 0 | 0 | 0 | 0 | 0 | 0 | 0 | 0 | 0 | 0 | 0 | 0 | 0 | 0 | 0 | 0 | 0 | 0 | 0 | 0 | 0 | 0 | 0 | 0 | 0 | 0 | 0 | 0 | -1345886.6596
2035 |  | -35918.2499 | -43736.5582 | -1142917.4207 | 0 | 0 | 0 | 0 | 0 | 0 | 0 | 0 | 0 | 0 | 0 | 0 | 0 | 0 | 0 | 0 | 0 | 0 | 0 | 0 | 0 | 0 | 0 | 0 | 0 | 0 | 0 | 0 | 0 | 0 | 0 | 0 | 0 | 0 | 0 | 0 | 0 | 0 | 0 | 0 | 0 | 0 | 0 | 0 | 0 | 0 | 0 | 0 | 0 | 0 | 0 | 0 | 0 | 0 | 0 | 0 | 0 | 0 | 0 | 0 | 0 | 0 | 0 | 0 | 0 | 0 | 0 | 0 | 0 | 0 | 0 | 0 | 0 | 0 | 0 | 0 | 0 | 0 | -1222572.2288
2036 |  | -32595.6622 | -39705.9684 | -1037935.6951 | 0 | 0 | 0 | 0 | 0 | 0 | 0 | 0 | 0 | 0 | 0 | 0 | 0 | 0 | 0 | 0 | 0 | 0 | 0 | 0 | 0 | 0 | 0 | 0 | 0 | 0 | 0 | 0 | 0 | 0 | 0 | 0 | 0 | 0 | 0 | 0 | 0 | 0 | 0 | 0 | 0 | 0 | 0 | 0 | 0 | 0 | 0 | 0 | 0 | 0 | 0 | 0 | 0 | 0 | 0 | 0 | 0 | 0 | 0 | 0 | 0 | 0 | 0 | 0 | 0 | 0 | 0 | 0 | 0 | 0 | 0 | 0 | 0 | 0 | 0 | 0 | 0 | 0 | -1110237.3256
2037 |  | -29567.5442 | -36033.001 | -942283.6097 | 0 | 0 | 0 | 0 | 0 | 0 | 0 | 0 | 0 | 0 | 0 | 0 | 0 | 0 | 0 | 0 | 0 | 0 | 0 | 0 | 0 | 0 | 0 | 0 | 0 | 0 | 0 | 0 | 0 | 0 | 0 | 0 | 0 | 0 | 0 | 0 | 0 | 0 | 0 | 0 | 0 | 0 | 0 | 0 | 0 | 0 | 0 | 0 | 0 | 0 | 0 | 0 | 0 | 0 | 0 | 0 | 0 | 0 | 0 | 0 | 0 | 0 | 0 | 0 | 0 | 0 | 0 | 0 | 0 | 0 | 0 | 0 | 0 | 0 | 0 | 0 | 0 | 0 | -1007884.1549
2038 |  | -26807.6203 | -32685.5562 | -855118.4516 | 0 | 0 | 0 | 0 | 0 | 0 | 0 | 0 | 0 | 0 | 0 | 0 | 0 | 0 | 0 | 0 | 0 | 0 | 0 | 0 | 0 | 0 | 0 | 0 | 0 | 0 | 0 | 0 | 0 | 0 | 0 | 0 | 0 | 0 | 0 | 0 | 0 | 0 | 0 | 0 | 0 | 0 | 0 | 0 | 0 | 0 | 0 | 0 | 0 | 0 | 0 | 0 | 0 | 0 | 0 | 0 | 0 | 0 | 0 | 0 | 0 | 0 | 0 | 0 | 0 | 0 | 0 | 0 | 0 | 0 | 0 | 0 | 0 | 0 | 0 | 0 | 0 | 0 | -914611.6281
2039 |  | -24292.0903 | -29634.5877 | -775678.4471 | 0 | 0 | 0 | 0 | 0 | 0 | 0 | 0 | 0 | 0 | 0 | 0 | 0 | 0 | 0 | 0 | 0 | 0 | 0 | 0 | 0 | 0 | 0 | 0 | 0 | 0 | 0 | 0 | 0 | 0 | 0 | 0 | 0 | 0 | 0 | 0 | 0 | 0 | 0 | 0 | 0 | 0 | 0 | 0 | 0 | 0 | 0 | 0 | 0 | 0 | 0 | 0 | 0 | 0 | 0 | 0 | 0 | 0 | 0 | 0 | 0 | 0 | 0 | 0 | 0 | 0 | 0 | 0 | 0 | 0 | 0 | 0 | 0 | 0 | 0 | 0 | 0 | 0 | -829605.1251
2040 |  | -21999.3757 | -26853.7853 | -703274.2779 | 0 | 0 | 0 | 0 | 0 | 0 | 0 | 0 | 0 | 0 | 0 | 0 | 0 | 0 | 0 | 0 | 0 | 0 | 0 | 0 | 0 | 0 | 0 | 0 | 0 | 0 | 0 | 0 | 0 | 0 | 0 | 0 | 0 | 0 | 0 | 0 | 0 | 0 | 0 | 0 | 0 | 0 | 0 | 0 | 0 | 0 | 0 | 0 | 0 | 0 | 0 | 0 | 0 | 0 | 0 | 0 | 0 | 0 | 0 | 0 | 0 | 0 | 0 | 0 | 0 | 0 | 0 | 0 | 0 | 0 | 0 | 0 | 0 | 0 | 0 | 0 | 0 | 0 | -752127.4389
2041 |  | -19909.8941 | -24319.2951 | -637281.5673 | 0 | 0 | 0 | 0 | 0 | 0 | 0 | 0 | 0 | 0 | 0 | 0 | 0 | 0 | 0 | 0 | 0 | 0 | 0 | 0 | 0 | 0 | 0 | 0 | 0 | 0 | 0 | 0 | 0 | 0 | 0 | 0 | 0 | 0 | 0 | 0 | 0 | 0 | 0 | 0 | 0 | 0 | 0 | 0 | 0 | 0 | 0 | 0 | 0 | 0 | 0 | 0 | 0 | 0 | 0 | 0 | 0 | 0 | 0 | 0 | 0 | 0 | 0 | 0 | 0 | 0 | 0 | 0 | 0 | 0 | 0 | 0 | 0 | 0 | 0 | 0 | 0 | 0 | -681510.7565
2042 |  | -18005.8591 | -22009.4695 | -577134.2208 | 0 | 0 | 0 | 0 | 0 | 0 | 0 | 0 | 0 | 0 | 0 | 0 | 0 | 0 | 0 | 0 | 0 | 0 | 0 | 0 | 0 | 0 | 0 | 0 | 0 | 0 | 0 | 0 | 0 | 0 | 0 | 0 | 0 | 0 | 0 | 0 | 0 | 0 | 0 | 0 | 0 | 0 | 0 | 0 | 0 | 0 | 0 | 0 | 0 | 0 | 0 | 0 | 0 | 0 | 0 | 0 | 0 | 0 | 0 | 0 | 0 | 0 | 0 | 0 | 0 | 0 | 0 | 0 | 0 | 0 | 0 | 0 | 0 | 0 | 0 | 0 | 0 | 0 | -617149.5495
2043 |  | -16271.1022 | -19904.6467 | -522318.5133 | 0 | 0 | 0 | 0 | 0 | 0 | 0 | 0 | 0 | 0 | 0 | 0 | 0 | 0 | 0 | 0 | 0 | 0 | 0 | 0 | 0 | 0 | 0 | 0 | 0 | 0 | 0 | 0 | 0 | 0 | 0 | 0 | 0 | 0 | 0 | 0 | 0 | 0 | 0 | 0 | 0 | 0 | 0 | 0 | 0 | 0 | 0 | 0 | 0 | 0 | 0 | 0 | 0 | 0 | 0 | 0 | 0 | 0 | 0 | 0 | 0 | 0 | 0 | 0 | 0 | 0 | 0 | 0 | 0 | 0 | 0 | 0 | 0 | 0 | 0 | 0 | 0 | 0 | -558494.2622
2044 |  | -14690.9136 | -17986.953 | -472367.8354 | 0 | 0 | 0 | 0 | 0 | 0 | 0 | 0 | 0 | 0 | 0 | 0 | 0 | 0 | 0 | 0 | 0 | 0 | 0 | 0 | 0 | 0 | 0 | 0 | 0 | 0 | 0 | 0 | 0 | 0 | 0 | 0 | 0 | 0 | 0 | 0 | 0 | 0 | 0 | 0 | 0 | 0 | 0 | 0 | 0 | 0 | 0 | 0 | 0 | 0 | 0 | 0 | 0 | 0 | 0 | 0 | 0 | 0 | 0 | 0 | 0 | 0 | 0 | 0 | 0 | 0 | 0 | 0 | 0 | 0 | 0 | 0 | 0 | 0 | 0 | 0 | 0 | 0 | -505045.702
2045 |  | -13251.9009 | -16240.1274 | -426858.0176 | 0 | 0 | 0 | 0 | 0 | 0 | 0 | 0 | 0 | 0 | 0 | 0 | 0 | 0 | 0 | 0 | 0 | 0 | 0 | 0 | 0 | 0 | 0 | 0 | 0 | 0 | 0 | 0 | 0 | 0 | 0 | 0 | 0 | 0 | 0 | 0 | 0 | 0 | 0 | 0 | 0 | 0 | 0 | 0 | 0 | 0 | 0 | 0 | 0 | 0 | 0 | 0 | 0 | 0 | 0 | 0 | 0 | 0 | 0 | 0 | 0 | 0 | 0 | 0 | 0 | 0 | 0 | 0 | 0 | 0 | 0 | 0 | 0 | 0 | 0 | 0 | 0 | 0 | -456350.0459
2046 |  | -11941.8622 | -14649.3652 | -385403.1638 | 0 | 0 | 0 | 0 | 0 | 0 | 0 | 0 | 0 | 0 | 0 | 0 | 0 | 0 | 0 | 0 | 0 | 0 | 0 | 0 | 0 | 0 | 0 | 0 | 0 | 0 | 0 | 0 | 0 | 0 | 0 | 0 | 0 | 0 | 0 | 0 | 0 | 0 | 0 | 0 | 0 | 0 | 0 | 0 | 0 | 0 | 0 | 0 | 0 | 0 | 0 | 0 | 0 | 0 | 0 | 0 | 0 | 0 | 0 | 0 | 0 | 0 | 0 | 0 | 0 | 0 | 0 | 0 | 0 | 0 | 0 | 0 | 0 | 0 | 0 | 0 | 0 | 0 | -411994.3912
2047 |  | -10749.673 | -13201.1778 | -347651.934 | 0 | 0 | 0 | 0 | 0 | 0 | 0 | 0 | 0 | 0 | 0 | 0 | 0 | 0 | 0 | 0 | 0 | 0 | 0 | 0 | 0 | 0 | 0 | 0 | 0 | 0 | 0 | 0 | 0 | 0 | 0 | 0 | 0 | 0 | 0 | 0 | 0 | 0 | 0 | 0 | 0 | 0 | 0 | 0 | 0 | 0 | 0 | 0 | 0 | 0 | 0 | 0 | 0 | 0 | 0 | 0 | 0 | 0 | 0 | 0 | 0 | 0 | 0 | 0 | 0 | 0 | 0 | 0 | 0 | 0 | 0 | 0 | 0 | 0 | 0 | 0 | 0 | 0 | -371602.7848
2048 |  | -9665.1849 | -11883.2677 | -313284.2235 | 0 | 0 | 0 | 0 | 0 | 0 | 0 | 0 | 0 | 0 | 0 | 0 | 0 | 0 | 0 | 0 | 0 | 0 | 0 | 0 | 0 | 0 | 0 | 0 | 0 | 0 | 0 | 0 | 0 | 0 | 0 | 0 | 0 | 0 | 0 | 0 | 0 | 0 | 0 | 0 | 0 | 0 | 0 | 0 | 0 | 0 | 0 | 0 | 0 | 0 | 0 | 0 | 0 | 0 | 0 | 0 | 0 | 0 | 0 | 0 | 0 | 0 | 0 | 0 | 0 | 0 | 0 | 0 | 0 | 0 | 0 | 0 | 0 | 0 | 0 | 0 | 0 | 0 | -334832.6761
2049 |  | -8679.1344 | -10684.4161 | -282008.1922 | 0 | 0 | 0 | 0 | 0 | 0 | 0 | 0 | 0 | 0 | 0 | 0 | 0 | 0 | 0 | 0 | 0 | 0 | 0 | 0 | 0 | 0 | 0 | 0 | 0 | 0 | 0 | 0 | 0 | 0 | 0 | 0 | 0 | 0 | 0 | 0 | 0 | 0 | 0 | 0 | 0 | 0 | 0 | 0 | 0 | 0 | 0 | 0 | 0 | 0 | 0 | 0 | 0 | 0 | 0 | 0 | 0 | 0 | 0 | 0 | 0 | 0 | 0 | 0 | 0 | 0 | 0 | 0 | 0 | 0 | 0 | 0 | 0 | 0 | 0 | 0 | 0 | 0 | -301371.7427
2050 |  | -7783.0611 | -9594.3827 | -253557.6031 | 0 | 0 | 0 | 0 | 0 | 0 | 0 | 0 | 0 | 0 | 0 | 0 | 0 | 0 | 0 | 0 | 0 | 0 | 0 | 0 | 0 | 0 | 0 | 0 | 0 | 0 | 0 | 0 | 0 | 0 | 0 | 0 | 0 | 0 | 0 | 0 | 0 | 0 | 0 | 0 | 0 | 0 | 0 | 0 | 0 | 0 | 0 | 0 | 0 | 0 | 0 | 0 | 0 | 0 | 0 | 0 | 0 | 0 | 0 | 0 | 0 | 0 | 0 | 0 | 0 | 0 | 0 | 0 | 0 | 0 | 0 | 0 | 0 | 0 | 0 | 0 | 0 | 0 | -270935.0469
2051 |  | -6969.2348 | -8603.815 | -227689.4361 | 0 | 0 | 0 | 0 | 0 | 0 | 0 | 0 | 0 | 0 | 0 | 0 | 0 | 0 | 0 | 0 | 0 | 0 | 0 | 0 | 0 | 0 | 0 | 0 | 0 | 0 | 0 | 0 | 0 | 0 | 0 | 0 | 0 | 0 | 0 | 0 | 0 | 0 | 0 | 0 | 0 | 0 | 0 | 0 | 0 | 0 | 0 | 0 | 0 | 0 | 0 | 0 | 0 | 0 | 0 | 0 | 0 | 0 | 0 | 0 | 0 | 0 | 0 | 0 | 0 | 0 | 0 | 0 | 0 | 0 | 0 | 0 | 0 | 0 | 0 | 0 | 0 | 0 | -243262.486
2052 |  | -6230.5886 | -7704.1676 | -204181.7446 | 0 | 0 | 0 | 0 | 0 | 0 | 0 | 0 | 0 | 0 | 0 | 0 | 0 | 0 | 0 | 0 | 0 | 0 | 0 | 0 | 0 | 0 | 0 | 0 | 0 | 0 | 0 | 0 | 0 | 0 | 0 | 0 | 0 | 0 | 0 | 0 | 0 | 0 | 0 | 0 | 0 | 0 | 0 | 0 | 0 | 0 | 0 | 0 | 0 | 0 | 0 | 0 | 0 | 0 | 0 | 0 | 0 | 0 | 0 | 0 | 0 | 0 | 0 | 0 | 0 | 0 | 0 | 0 | 0 | 0 | 0 | 0 | 0 | 0 | 0 | 0 | 0 | 0 | -218116.5007
2053 |  | -5560.6598 | -6887.6282 | -182831.7279 | 0 | 0 | 0 | 0 | 0 | 0 | 0 | 0 | 0 | 0 | 0 | 0 | 0 | 0 | 0 | 0 | 0 | 0 | 0 | 0 | 0 | 0 | 0 | 0 | 0 | 0 | 0 | 0 | 0 | 0 | 0 | 0 | 0 | 0 | 0 | 0 | 0 | 0 | 0 | 0 | 0 | 0 | 0 | 0 | 0 | 0 | 0 | 0 | 0 | 0 | 0 | 0 | 0 | 0 | 0 | 0 | 0 | 0 | 0 | 0 | 0 | 0 | 0 | 0 | 0 | 0 | 0 | 0 | 0 | 0 | 0 | 0 | 0 | 0 | 0 | 0 | 0 | 0 | -195280.0159
2054 |  | -4953.536 | -6147.0529 | -163453.996 | 0 | 0 | 0 | 0 | 0 | 0 | 0 | 0 | 0 | 0 | 0 | 0 | 0 | 0 | 0 | 0 | 0 | 0 | 0 | 0 | 0 | 0 | 0 | 0 | 0 | 0 | 0 | 0 | 0 | 0 | 0 | 0 | 0 | 0 | 0 | 0 | 0 | 0 | 0 | 0 | 0 | 0 | 0 | 0 | 0 | 0 | 0 | 0 | 0 | 0 | 0 | 0 | 0 | 0 | 0 | 0 | 0 | 0 | 0 | 0 | 0 | 0 | 0 | 0 | 0 | 0 | 0 | 0 | 0 | 0 | 0 | 0 | 0 | 0 | 0 | 0 | 0 | 0 | -174554.585
2055 |  | -4403.8064 | -5475.9056 | -145879.0059 | 0 | 0 | 0 | 0 | 0 | 0 | 0 | 0 | 0 | 0 | 0 | 0 | 0 | 0 | 0 | 0 | 0 | 0 | 0 | 0 | 0 | 0 | 0 | 0 | 0 | 0 | 0 | 0 | 0 | 0 | 0 | 0 | 0 | 0 | 0 | 0 | 0 | 0 | 0 | 0 | 0 | 0 | 0 | 0 | 0 | 0 | 0 | 0 | 0 | 0 | 0 | 0 | 0 | 0 | 0 | 0 | 0 | 0 | 0 | 0 | 0 | 0 | 0 | 0 | 0 | 0 | 0 | 0 | 0 | 0 | 0 | 0 | 0 | 0 | 0 | 0 | 0 | 0 | -155758.7179
2056 |  | -3906.5176 | -4868.2048 | -129951.6491 | 0 | 0 | 0 | 0 | 0 | 0 | 0 | 0 | 0 | 0 | 0 | 0 | 0 | 0 | 0 | 0 | 0 | 0 | 0 | 0 | 0 | 0 | 0 | 0 | 0 | 0 | 0 | 0 | 0 | 0 | 0 | 0 | 0 | 0 | 0 | 0 | 0 | 0 | 0 | 0 | 0 | 0 | 0 | 0 | 0 | 0 | 0 | 0 | 0 | 0 | 0 | 0 | 0 | 0 | 0 | 0 | 0 | 0 | 0 | 0 | 0 | 0 | 0 | 0 | 0 | 0 | 0 | 0 | 0 | 0 | 0 | 0 | 0 | 0 | 0 | 0 | 0 | 0 | -138726.3714
2057 |  | -3457.1341 | -4318.475 | -115529.9762 | 0 | 0 | 0 | 0 | 0 | 0 | 0 | 0 | 0 | 0 | 0 | 0 | 0 | 0 | 0 | 0 | 0 | 0 | 0 | 0 | 0 | 0 | 0 | 0 | 0 | 0 | 0 | 0 | 0 | 0 | 0 | 0 | 0 | 0 | 0 | 0 | 0 | 0 | 0 | 0 | 0 | 0 | 0 | 0 | 0 | 0 | 0 | 0 | 0 | 0 | 0 | 0 | 0 | 0 | 0 | 0 | 0 | 0 | 0 | 0 | 0 | 0 | 0 | 0 | 0 | 0 | 0 | 0 | 0 | 0 | 0 | 0 | 0 | 0 | 0 | 0 | 0 | 0 | -123305.5853
2058 |  | -3051.5022 | -3821.7023 | -102484.0429 | 0 | 0 | 0 | 0 | 0 | 0 | 0 | 0 | 0 | 0 | 0 | 0 | 0 | 0 | 0 | 0 | 0 | 0 | 0 | 0 | 0 | 0 | 0 | 0 | 0 | 0 | 0 | 0 | 0 | 0 | 0 | 0 | 0 | 0 | 0 | 0 | 0 | 0 | 0 | 0 | 0 | 0 | 0 | 0 | 0 | 0 | 0 | 0 | 0 | 0 | 0 | 0 | 0 | 0 | 0 | 0 | 0 | 0 | 0 | 0 | 0 | 0 | 0 | 0 | 0 | 0 | 0 | 0 | 0 | 0 | 0 | 0 | 0 | 0 | 0 | 0 | 0 | 0 | -109357.2473
2059 |  | -2685.8167 | -3373.2949 | -90694.8644 | 0 | 0 | 0 | 0 | 0 | 0 | 0 | 0 | 0 | 0 | 0 | 0 | 0 | 0 | 0 | 0 | 0 | 0 | 0 | 0 | 0 | 0 | 0 | 0 | 0 | 0 | 0 | 0 | 0 | 0 | 0 | 0 | 0 | 0 | 0 | 0 | 0 | 0 | 0 | 0 | 0 | 0 | 0 | 0 | 0 | 0 | 0 | 0 | 0 | 0 | 0 | 0 | 0 | 0 | 0 | 0 | 0 | 0 | 0 | 0 | 0 | 0 | 0 | 0 | 0 | 0 | 0 | 0 | 0 | 0 | 0 | 0 | 0 | 0 | 0 | 0 | 0 | 0 | -96753.976
2060 |  | -2356.5918 | -2969.0465 | -80053.4681 | 0 | 0 | 0 | 0 | 0 | 0 | 0 | 0 | 0 | 0 | 0 | 0 | 0 | 0 | 0 | 0 | 0 | 0 | 0 | 0 | 0 | 0 | 0 | 0 | 0 | 0 | 0 | 0 | 0 | 0 | 0 | 0 | 0 | 0 | 0 | 0 | 0 | 0 | 0 | 0 | 0 | 0 | 0 | 0 | 0 | 0 | 0 | 0 | 0 | 0 | 0 | 0 | 0 | 0 | 0 | 0 | 0 | 0 | 0 | 0 | 0 | 0 | 0 | 0 | 0 | 0 | 0 | 0 | 0 | 0 | 0 | 0 | 0 | 0 | 0 | 0 | 0 | 0 | -85379.1064
2061 |  | -2060.6335 | -2605.1036 | -70460.033 | 0 | 0 | 0 | 0 | 0 | 0 | 0 | 0 | 0 | 0 | 0 | 0 | 0 | 0 | 0 | 0 | 0 | 0 | 0 | 0 | 0 | 0 | 0 | 0 | 0 | 0 | 0 | 0 | 0 | 0 | 0 | 0 | 0 | 0 | 0 | 0 | 0 | 0 | 0 | 0 | 0 | 0 | 0 | 0 | 0 | 0 | 0 | 0 | 0 | 0 | 0 | 0 | 0 | 0 | 0 | 0 | 0 | 0 | 0 | 0 | 0 | 0 | 0 | 0 | 0 | 0 | 0 | 0 | 0 | 0 | 0 | 0 | 0 | 0 | 0 | 0 | 0 | 0 | -75125.7701
2062 |  | -1795.0152 | -2277.9353 | -61823.1085 | 0 | 0 | 0 | 0 | 0 | 0 | 0 | 0 | 0 | 0 | 0 | 0 | 0 | 0 | 0 | 0 | 0 | 0 | 0 | 0 | 0 | 0 | 0 | 0 | 0 | 0 | 0 | 0 | 0 | 0 | 0 | 0 | 0 | 0 | 0 | 0 | 0 | 0 | 0 | 0 | 0 | 0 | 0 | 0 | 0 | 0 | 0 | 0 | 0 | 0 | 0 | 0 | 0 | 0 | 0 | 0 | 0 | 0 | 0 | 0 | 0 | 0 | 0 | 0 | 0 | 0 | 0 | 0 | 0 | 0 | 0 | 0 | 0 | 0 | 0 | 0 | 0 | 0 | -65896.059
2063 |  | -1557.0549 | -1984.3065 | -54058.9036 | 0 | 0 | 0 | 0 | 0 | 0 | 0 | 0 | 0 | 0 | 0 | 0 | 0 | 0 | 0 | 0 | 0 | 0 | 0 | 0 | 0 | 0 | 0 | 0 | 0 | 0 | 0 | 0 | 0 | 0 | 0 | 0 | 0 | 0 | 0 | 0 | 0 | 0 | 0 | 0 | 0 | 0 | 0 | 0 | 0 | 0 | 0 | 0 | 0 | 0 | 0 | 0 | 0 | 0 | 0 | 0 | 0 | 0 | 0 | 0 | 0 | 0 | 0 | 0 | 0 | 0 | 0 | 0 | 0 | 0 | 0 | 0 | 0 | 0 | 0 | 0 | 0 | 0 | -57600.2649
2064 |  | -1344.2952 | -1721.2523 | -47090.6397 | 0 | 0 | 0 | 0 | 0 | 0 | 0 | 0 | 0 | 0 | 0 | 0 | 0 | 0 | 0 | 0 | 0 | 0 | 0 | 0 | 0 | 0 | 0 | 0 | 0 | 0 | 0 | 0 | 0 | 0 | 0 | 0 | 0 | 0 | 0 | 0 | 0 | 0 | 0 | 0 | 0 | 0 | 0 | 0 | 0 | 0 | 0 | 0 | 0 | 0 | 0 | 0 | 0 | 0 | 0 | 0 | 0 | 0 | 0 | 0 | 0 | 0 | 0 | 0 | 0 | 0 | 0 | 0 | 0 | 0 | 0 | 0 | 0 | 0 | 0 | 0 | 0 | 0 | -50156.1873
2065 |  | -1154.4843 | -1486.0563 | -40847.9615 | 0 | 0 | 0 | 0 | 0 | 0 | 0 | 0 | 0 | 0 | 0 | 0 | 0 | 0 | 0 | 0 | 0 | 0 | 0 | 0 | 0 | 0 | 0 | 0 | 0 | 0 | 0 | 0 | 0 | 0 | 0 | 0 | 0 | 0 | 0 | 0 | 0 | 0 | 0 | 0 | 0 | 0 | 0 | 0 | 0 | 0 | 0 | 0 | 0 | 0 | 0 | 0 | 0 | 0 | 0 | 0 | 0 | 0 | 0 | 0 | 0 | 0 | 0 | 0 | 0 | 0 | 0 | 0 | 0 | 0 | 0 | 0 | 0 | 0 | 0 | 0 | 0 | 0 | -43488.5021
2066 |  | -985.5589 | -1276.2291 | -35266.399 | 0 | 0 | 0 | 0 | 0 | 0 | 0 | 0 | 0 | 0 | 0 | 0 | 0 | 0 | 0 | 0 | 0 | 0 | 0 | 0 | 0 | 0 | 0 | 0 | 0 | 0 | 0 | 0 | 0 | 0 | 0 | 0 | 0 | 0 | 0 | 0 | 0 | 0 | 0 | 0 | 0 | 0 | 0 | 0 | 0 | 0 | 0 | 0 | 0 | 0 | 0 | 0 | 0 | 0 | 0 | 0 | 0 | 0 | 0 | 0 | 0 | 0 | 0 | 0 | 0 | 0 | 0 | 0 | 0 | 0 | 0 | 0 | 0 | 0 | 0 | 0 | 0 | 0 | -37528.1871
2067 |  | -835.6288 | -1089.4899 | -30286.8777 | 0 | 0 | 0 | 0 | 0 | 0 | 0 | 0 | 0 | 0 | 0 | 0 | 0 | 0 | 0 | 0 | 0 | 0 | 0 | 0 | 0 | 0 | 0 | 0 | 0 | 0 | 0 | 0 | 0 | 0 | 0 | 0 | 0 | 0 | 0 | 0 | 0 | 0 | 0 | 0 | 0 | 0 | 0 | 0 | 0 | 0 | 0 | 0 | 0 | 0 | 0 | 0 | 0 | 0 | 0 | 0 | 0 | 0 | 0 | 0 | 0 | 0 | 0 | 0 | 0 | 0 | 0 | 0 | 0 | 0 | 0 | 0 | 0 | 0 | 0 | 0 | 0 | 0 | -32211.9964
2068 |  | -702.9623 | -923.7491 | -25855.2696 | 0 | 0 | 0 | 0 | 0 | 0 | 0 | 0 | 0 | 0 | 0 | 0 | 0 | 0 | 0 | 0 | 0 | 0 | 0 | 0 | 0 | 0 | 0 | 0 | 0 | 0 | 0 | 0 | 0 | 0 | 0 | 0 | 0 | 0 | 0 | 0 | 0 | 0 | 0 | 0 | 0 | 0 | 0 | 0 | 0 | 0 | 0 | 0 | 0 | 0 | 0 | 0 | 0 | 0 | 0 | 0 | 0 | 0 | 0 | 0 | 0 | 0 | 0 | 0 | 0 | 0 | 0 | 0 | 0 | 0 | 0 | 0 | 0 | 0 | 0 | 0 | 0 | 0 | -27481.981
2069 |  | -585.9734 | -777.0924 | -21921.9846 | 0 | 0 | 0 | 0 | 0 | 0 | 0 | 0 | 0 | 0 | 0 | 0 | 0 | 0 | 0 | 0 | 0 | 0 | 0 | 0 | 0 | 0 | 0 | 0 | 0 | 0 | 0 | 0 | 0 | 0 | 0 | 0 | 0 | 0 | 0 | 0 | 0 | 0 | 0 | 0 | 0 | 0 | 0 | 0 | 0 | 0 | 0 | 0 | 0 | 0 | 0 | 0 | 0 | 0 | 0 | 0 | 0 | 0 | 0 | 0 | 0 | 0 | 0 | 0 | 0 | 0 | 0 | 0 | 0 | 0 | 0 | 0 | 0 | 0 | 0 | 0 | 0 | 0 | -23285.0504
2070 |  | -483.2098 | -647.7666 | -18441.5955 | 0 | 0 | 0 | 0 | 0 | 0 | 0 | 0 | 0 | 0 | 0 | 0 | 0 | 0 | 0 | 0 | 0 | 0 | 0 | 0 | 0 | 0 | 0 | 0 | 0 | 0 | 0 | 0 | 0 | 0 | 0 | 0 | 0 | 0 | 0 | 0 | 0 | 0 | 0 | 0 | 0 | 0 | 0 | 0 | 0 | 0 | 0 | 0 | 0 | 0 | 0 | 0 | 0 | 0 | 0 | 0 | 0 | 0 | 0 | 0 | 0 | 0 | 0 | 0 | 0 | 0 | 0 | 0 | 0 | 0 | 0 | 0 | 0 | 0 | 0 | 0 | 0 | 0 | -19572.5719
2071 |  | -393.342 | -534.1662 | -15372.4955 | 0 | 0 | 0 | 0 | 0 | 0 | 0 | 0 | 0 | 0 | 0 | 0 | 0 | 0 | 0 | 0 | 0 | 0 | 0 | 0 | 0 | 0 | 0 | 0 | 0 | 0 | 0 | 0 | 0 | 0 | 0 | 0 | 0 | 0 | 0 | 0 | 0 | 0 | 0 | 0 | 0 | 0 | 0 | 0 | 0 | 0 | 0 | 0 | 0 | 0 | 0 | 0 | 0 | 0 | 0 | 0 | 0 | 0 | 0 | 0 | 0 | 0 | 0 | 0 | 0 | 0 | 0 | 0 | 0 | 0 | 0 | 0 | 0 | 0 | 0 | 0 | 0 | 0 | -16300.0036
2072 |  | -315.1528 | -434.8214 | -12676.584 | 0 | 0 | 0 | 0 | 0 | 0 | 0 | 0 | 0 | 0 | 0 | 0 | 0 | 0 | 0 | 0 | 0 | 0 | 0 | 0 | 0 | 0 | 0 | 0 | 0 | 0 | 0 | 0 | 0 | 0 | 0 | 0 | 0 | 0 | 0 | 0 | 0 | 0 | 0 | 0 | 0 | 0 | 0 | 0 | 0 | 0 | 0 | 0 | 0 | 0 | 0 | 0 | 0 | 0 | 0 | 0 | 0 | 0 | 0 | 0 | 0 | 0 | 0 | 0 | 0 | 0 | 0 | 0 | 0 | 0 | 0 | 0 | 0 | 0 | 0 | 0 | 0 | 0 | -13426.5582
2073 |  | -247.5288 | -348.3869 | -10318.9795 | 0 | 0 | 0 | 0 | 0 | 0 | 0 | 0 | 0 | 0 | 0 | 0 | 0 | 0 | 0 | 0 | 0 | 0 | 0 | 0 | 0 | 0 | 0 | 0 | 0 | 0 | 0 | 0 | 0 | 0 | 0 | 0 | 0 | 0 | 0 | 0 | 0 | 0 | 0 | 0 | 0 | 0 | 0 | 0 | 0 | 0 | 0 | 0 | 0 | 0 | 0 | 0 | 0 | 0 | 0 | 0 | 0 | 0 | 0 | 0 | 0 | 0 | 0 | 0 | 0 | 0 | 0 | 0 | 0 | 0 | 0 | 0 | 0 | 0 | 0 | 0 | 0 | 0 | -10914.8953
2074 |  | -189.4514 | -273.6317 | -8267.7559 | 0 | 0 | 0 | 0 | 0 | 0 | 0 | 0 | 0 | 0 | 0 | 0 | 0 | 0 | 0 | 0 | 0 | 0 | 0 | 0 | 0 | 0 | 0 | 0 | 0 | 0 | 0 | 0 | 0 | 0 | 0 | 0 | 0 | 0 | 0 | 0 | 0 | 0 | 0 | 0 | 0 | 0 | 0 | 0 | 0 | 0 | 0 | 0 | 0 | 0 | 0 | 0 | 0 | 0 | 0 | 0 | 0 | 0 | 0 | 0 | 0 | 0 | 0 | 0 | 0 | 0 | 0 | 0 | 0 | 0 | 0 | 0 | 0 | 0 | 0 | 0 | 0 | 0 | -8730.839
2075 |  | 0 | -209.4298 | -6493.7002 | 0 | 0 | 0 | 0 | 0 | 0 | 0 | 0 | 0 | 0 | 0 | 0 | 0 | 0 | 0 | 0 | 0 | 0 | 0 | 0 | 0 | 0 | 0 | 0 | 0 | 0 | 0 | 0 | 0 | 0 | 0 | 0 | 0 | 0 | 0 | 0 | 0 | 0 | 0 | 0 | 0 | 0 | 0 | 0 | 0 | 0 | 0 | 0 | 0 | 0 | 0 | 0 | 0 | 0 | 0 | 0 | 0 | 0 | 0 | 0 | 0 | 0 | 0 | 0 | 0 | 0 | 0 | 0 | 0 | 0 | 0 | 0 | 0 | 0 | 0 | 0 | 0 | 0 | -6703.13
2076 |  | 0 | 0 | -4970.0915 | 0 | 0 | 0 | 0 | 0 | 0 | 0 | 0 | 0 | 0 | 0 | 0 | 0 | 0 | 0 | 0 | 0 | 0 | 0 | 0 | 0 | 0 | 0 | 0 | 0 | 0 | 0 | 0 | 0 | 0 | 0 | 0 | 0 | 0 | 0 | 0 | 0 | 0 | 0 | 0 | 0 | 0 | 0 | 0 | 0 | 0 | 0 | 0 | 0 | 0 | 0 | 0 | 0 | 0 | 0 | 0 | 0 | 0 | 0 | 0 | 0 | 0 | 0 | 0 | 0 | 0 | 0 | 0 | 0 | 0 | 0 | 0 | 0 | 0 | 0 | 0 | 0 | 0 | -4970.0915
2077 |  | 0 | 0 | 0 | 0 | 0 | 0 | 0 | 0 | 0 | 0 | 0 | 0 | 0 | 0 | 0 | 0 | 0 | 0 | 0 | 0 | 0 | 0 | 0 | 0 | 0 | 0 | 0 | 0 | 0 | 0 | 0 | 0 | 0 | 0 | 0 | 0 | 0 | 0 | 0 | 0 | 0 | 0 | 0 | 0 | 0 | 0 | 0 | 0 | 0 | 0 | 0 | 0 | 0 | 0 | 0 | 0 | 0 | 0 | 0 | 0 | 0 | 0 | 0 | 0 | 0 | 0 | 0 | 0 | 0 | 0 | 0 | 0 | 0 | 0 | 0 | 0 | 0 | 0 | 0 | 0 | 0 | 0
2078 |  | 0 | 0 | 0 | 0 | 0 | 0 | 0 | 0 | 0 | 0 | 0 | 0 | 0 | 0 | 0 | 0 | 0 | 0 | 0 | 0 | 0 | 0 | 0 | 0 | 0 | 0 | 0 | 0 | 0 | 0 | 0 | 0 | 0 | 0 | 0 | 0 | 0 | 0 | 0 | 0 | 0 | 0 | 0 | 0 | 0 | 0 | 0 | 0 | 0 | 0 | 0 | 0 | 0 | 0 | 0 | 0 | 0 | 0 | 0 | 0 | 0 | 0 | 0 | 0 | 0 | 0 | 0 | 0 | 0 | 0 | 0 | 0 | 0 | 0 | 0 | 0 | 0 | 0 | 0 | 0 | 0 | 0
2079 |  | 0 | 0 | 0 | 0 | 0 | 0 | 0 | 0 | 0 | 0 | 0 | 0 | 0 | 0 | 0 | 0 | 0 | 0 | 0 | 0 | 0 | 0 | 0 | 0 | 0 | 0 | 0 | 0 | 0 | 0 | 0 | 0 | 0 | 0 | 0 | 0 | 0 | 0 | 0 | 0 | 0 | 0 | 0 | 0 | 0 | 0 | 0 | 0 | 0 | 0 | 0 | 0 | 0 | 0 | 0 | 0 | 0 | 0 | 0 | 0 | 0 | 0 | 0 | 0 | 0 | 0 | 0 | 0 | 0 | 0 | 0 | 0 | 0 | 0 | 0 | 0 | 0 | 0 | 0 | 0 | 0 | 0
2080 |  | 0 | 0 | 0 | 0 | 0 | 0 | 0 | 0 | 0 | 0 | 0 | 0 | 0 | 0 | 0 | 0 | 0 | 0 | 0 | 0 | 0 | 0 | 0 | 0 | 0 | 0 | 0 | 0 | 0 | 0 | 0 | 0 | 0 | 0 | 0 | 0 | 0 | 0 | 0 | 0 | 0 | 0 | 0 | 0 | 0 | 0 | 0 | 0 | 0 | 0 | 0 | 0 | 0 | 0 | 0 | 0 | 0 | 0 | 0 | 0 | 0 | 0 | 0 | 0 | 0 | 0 | 0 | 0 | 0 | 0 | 0 | 0 | 0 | 0 | 0 | 0 | 0 | 0 | 0 | 0 | 0 | 0
2081 |  | 0 | 0 | 0 | 0 | 0 | 0 | 0 | 0 | 0 | 0 | 0 | 0 | 0 | 0 | 0 | 0 | 0 | 0 | 0 | 0 | 0 | 0 | 0 | 0 | 0 | 0 | 0 | 0 | 0 | 0 | 0 | 0 | 0 | 0 | 0 | 0 | 0 | 0 | 0 | 0 | 0 | 0 | 0 | 0 | 0 | 0 | 0 | 0 | 0 | 0 | 0 | 0 | 0 | 0 | 0 | 0 | 0 | 0 | 0 | 0 | 0 | 0 | 0 | 0 | 0 | 0 | 0 | 0 | 0 | 0 | 0 | 0 | 0 | 0 | 0 | 0 | 0 | 0 | 0 | 0 | 0 | 0
2082 |  | 0 | 0 | 0 | 0 | 0 | 0 | 0 | 0 | 0 | 0 | 0 | 0 | 0 | 0 | 0 | 0 | 0 | 0 | 0 | 0 | 0 | 0 | 0 | 0 | 0 | 0 | 0 | 0 | 0 | 0 | 0 | 0 | 0 | 0 | 0 | 0 | 0 | 0 | 0 | 0 | 0 | 0 | 0 | 0 | 0 | 0 | 0 | 0 | 0 | 0 | 0 | 0 | 0 | 0 | 0 | 0 | 0 | 0 | 0 | 0 | 0 | 0 | 0 | 0 | 0 | 0 | 0 | 0 | 0 | 0 | 0 | 0 | 0 | 0 | 0 | 0 | 0 | 0 | 0 | 0 | 0 | 0
2083 |  | 0 | 0 | 0 | 0 | 0 | 0 | 0 | 0 | 0 | 0 | 0 | 0 | 0 | 0 | 0 | 0 | 0 | 0 | 0 | 0 | 0 | 0 | 0 | 0 | 0 | 0 | 0 | 0 | 0 | 0 | 0 | 0 | 0 | 0 | 0 | 0 | 0 | 0 | 0 | 0 | 0 | 0 | 0 | 0 | 0 | 0 | 0 | 0 | 0 | 0 | 0 | 0 | 0 | 0 | 0 | 0 | 0 | 0 | 0 | 0 | 0 | 0 | 0 | 0 | 0 | 0 | 0 | 0 | 0 | 0 | 0 | 0 | 0 | 0 | 0 | 0 | 0 | 0 | 0 | 0 | 0 | 0
2084 |  | 0 | 0 | 0 | 0 | 0 | 0 | 0 | 0 | 0 | 0 | 0 | 0 | 0 | 0 | 0 | 0 | 0 | 0 | 0 | 0 | 0 | 0 | 0 | 0 | 0 | 0 | 0 | 0 | 0 | 0 | 0 | 0 | 0 | 0 | 0 | 0 | 0 | 0 | 0 | 0 | 0 | 0 | 0 | 0 | 0 | 0 | 0 | 0 | 0 | 0 | 0 | 0 | 0 | 0 | 0 | 0 | 0 | 0 | 0 | 0 | 0 | 0 | 0 | 0 | 0 | 0 | 0 | 0 | 0 | 0 | 0 | 0 | 0 | 0 | 0 | 0 | 0 | 0 | 0 | 0 | 0 | 0
2085 |  | 0 | 0 | 0 | 0 | 0 | 0 | 0 | 0 | 0 | 0 | 0 | 0 | 0 | 0 | 0 | 0 | 0 | 0 | 0 | 0 | 0 | 0 | 0 | 0 | 0 | 0 | 0 | 0 | 0 | 0 | 0 | 0 | 0 | 0 | 0 | 0 | 0 | 0 | 0 | 0 | 0 | 0 | 0 | 0 | 0 | 0 | 0 | 0 | 0 | 0 | 0 | 0 | 0 | 0 | 0 | 0 | 0 | 0 | 0 | 0 | 0 | 0 | 0 | 0 | 0 | 0 | 0 | 0 | 0 | 0 | 0 | 0 | 0 | 0 | 0 | 0 | 0 | 0 | 0 | 0 | 0 | 0
2086 |  | 0 | 0 | 0 | 0 | 0 | 0 | 0 | 0 | 0 | 0 | 0 | 0 | 0 | 0 | 0 | 0 | 0 | 0 | 0 | 0 | 0 | 0 | 0 | 0 | 0 | 0 | 0 | 0 | 0 | 0 | 0 | 0 | 0 | 0 | 0 | 0 | 0 | 0 | 0 | 0 | 0 | 0 | 0 | 0 | 0 | 0 | 0 | 0 | 0 | 0 | 0 | 0 | 0 | 0 | 0 | 0 | 0 | 0 | 0 | 0 | 0 | 0 | 0 | 0 | 0 | 0 | 0 | 0 | 0 | 0 | 0 | 0 | 0 | 0 | 0 | 0 | 0 | 0 | 0 | 0 | 0 | 0
2087 |  | 0 | 0 | 0 | 0 | 0 | 0 | 0 | 0 | 0 | 0 | 0 | 0 | 0 | 0 | 0 | 0 | 0 | 0 | 0 | 0 | 0 | 0 | 0 | 0 | 0 | 0 | 0 | 0 | 0 | 0 | 0 | 0 | 0 | 0 | 0 | 0 | 0 | 0 | 0 | 0 | 0 | 0 | 0 | 0 | 0 | 0 | 0 | 0 | 0 | 0 | 0 | 0 | 0 | 0 | 0 | 0 | 0 | 0 | 0 | 0 | 0 | 0 | 0 | 0 | 0 | 0 | 0 | 0 | 0 | 0 | 0 | 0 | 0 | 0 | 0 | 0 | 0 | 0 | 0 | 0 | 0 | 0
2088 |  | 0 | 0 | 0 | 0 | 0 | 0 | 0 | 0 | 0 | 0 | 0 | 0 | 0 | 0 | 0 | 0 | 0 | 0 | 0 | 0 | 0 | 0 | 0 | 0 | 0 | 0 | 0 | 0 | 0 | 0 | 0 | 0 | 0 | 0 | 0 | 0 | 0 | 0 | 0 | 0 | 0 | 0 | 0 | 0 | 0 | 0 | 0 | 0 | 0 | 0 | 0 | 0 | 0 | 0 | 0 | 0 | 0 | 0 | 0 | 0 | 0 | 0 | 0 | 0 | 0 | 0 | 0 | 0 | 0 | 0 | 0 | 0 | 0 | 0 | 0 | 0 | 0 | 0 | 0 | 0 | 0 | 0
2089 |  | 0 | 0 | 0 | 0 | 0 | 0 | 0 | 0 | 0 | 0 | 0 | 0 | 0 | 0 | 0 | 0 | 0 | 0 | 0 | 0 | 0 | 0 | 0 | 0 | 0 | 0 | 0 | 0 | 0 | 0 | 0 | 0 | 0 | 0 | 0 | 0 | 0 | 0 | 0 | 0 | 0 | 0 | 0 | 0 | 0 | 0 | 0 | 0 | 0 | 0 | 0 | 0 | 0 | 0 | 0 | 0 | 0 | 0 | 0 | 0 | 0 | 0 | 0 | 0 | 0 | 0 | 0 | 0 | 0 | 0 | 0 | 0 | 0 | 0 | 0 | 0 | 0 | 0 | 0 | 0 | 0 | 0
2090 |  | 0 | 0 | 0 | 0 | 0 | 0 | 0 | 0 | 0 | 0 | 0 | 0 | 0 | 0 | 0 | 0 | 0 | 0 | 0 | 0 | 0 | 0 | 0 | 0 | 0 | 0 | 0 | 0 | 0 | 0 | 0 | 0 | 0 | 0 | 0 | 0 | 0 | 0 | 0 | 0 | 0 | 0 | 0 | 0 | 0 | 0 | 0 | 0 | 0 | 0 | 0 | 0 | 0 | 0 | 0 | 0 | 0 | 0 | 0 | 0 | 0 | 0 | 0 | 0 | 0 | 0 | 0 | 0 | 0 | 0 | 0 | 0 | 0 | 0 | 0 | 0 | 0 | 0 | 0 | 0 | 0 | 0
2091 |  | 0 | 0 | 0 | 0 | 0 | 0 | 0 | 0 | 0 | 0 | 0 | 0 | 0 | 0 | 0 | 0 | 0 | 0 | 0 | 0 | 0 | 0 | 0 | 0 | 0 | 0 | 0 | 0 | 0 | 0 | 0 | 0 | 0 | 0 | 0 | 0 | 0 | 0 | 0 | 0 | 0 | 0 | 0 | 0 | 0 | 0 | 0 | 0 | 0 | 0 | 0 | 0 | 0 | 0 | 0 | 0 | 0 | 0 | 0 | 0 | 0 | 0 | 0 | 0 | 0 | 0 | 0 | 0 | 0 | 0 | 0 | 0 | 0 | 0 | 0 | 0 | 0 | 0 | 0 | 0 | 0 | 0
2092 |  | 0 | 0 | 0 | 0 | 0 | 0 | 0 | 0 | 0 | 0 | 0 | 0 | 0 | 0 | 0 | 0 | 0 | 0 | 0 | 0 | 0 | 0 | 0 | 0 | 0 | 0 | 0 | 0 | 0 | 0 | 0 | 0 | 0 | 0 | 0 | 0 | 0 | 0 | 0 | 0 | 0 | 0 | 0 | 0 | 0 | 0 | 0 | 0 | 0 | 0 | 0 | 0 | 0 | 0 | 0 | 0 | 0 | 0 | 0 | 0 | 0 | 0 | 0 | 0 | 0 | 0 | 0 | 0 | 0 | 0 | 0 | 0 | 0 | 0 | 0 | 0 | 0 | 0 | 0 | 0 | 0 | 0
2093 |  | 0 | 0 | 0 | 0 | 0 | 0 | 0 | 0 | 0 | 0 | 0 | 0 | 0 | 0 | 0 | 0 | 0 | 0 | 0 | 0 | 0 | 0 | 0 | 0 | 0 | 0 | 0 | 0 | 0 | 0 | 0 | 0 | 0 | 0 | 0 | 0 | 0 | 0 | 0 | 0 | 0 | 0 | 0 | 0 | 0 | 0 | 0 | 0 | 0 | 0 | 0 | 0 | 0 | 0 | 0 | 0 | 0 | 0 | 0 | 0 | 0 | 0 | 0 | 0 | 0 | 0 | 0 | 0 | 0 | 0 | 0 | 0 | 0 | 0 | 0 | 0 | 0 | 0 | 0 | 0 | 0 | 0
2094 |  | 0 | 0 | 0 | 0 | 0 | 0 | 0 | 0 | 0 | 0 | 0 | 0 | 0 | 0 | 0 | 0 | 0 | 0 | 0 | 0 | 0 | 0 | 0 | 0 | 0 | 0 | 0 | 0 | 0 | 0 | 0 | 0 | 0 | 0 | 0 | 0 | 0 | 0 | 0 | 0 | 0 | 0 | 0 | 0 | 0 | 0 | 0 | 0 | 0 | 0 | 0 | 0 | 0 | 0 | 0 | 0 | 0 | 0 | 0 | 0 | 0 | 0 | 0 | 0 | 0 | 0 | 0 | 0 | 0 | 0 | 0 | 0 | 0 | 0 | 0 | 0 | 0 | 0 | 0 | 0 | 0 | 0
2095 |  | 0 | 0 | 0 | 0 | 0 | 0 | 0 | 0 | 0 | 0 | 0 | 0 | 0 | 0 | 0 | 0 | 0 | 0 | 0 | 0 | 0 | 0 | 0 | 0 | 0 | 0 | 0 | 0 | 0 | 0 | 0 | 0 | 0 | 0 | 0 | 0 | 0 | 0 | 0 | 0 | 0 | 0 | 0 | 0 | 0 | 0 | 0 | 0 | 0 | 0 | 0 | 0 | 0 | 0 | 0 | 0 | 0 | 0 | 0 | 0 | 0 | 0 | 0 | 0 | 0 | 0 | 0 | 0 | 0 | 0 | 0 | 0 | 0 | 0 | 0 | 0 | 0 | 0 | 0 | 0 | 0 | 0
2096 |  | 0 | 0 | 0 | 0 | 0 | 0 | 0 | 0 | 0 | 0 | 0 | 0 | 0 | 0 | 0 | 0 | 0 | 0 | 0 | 0 | 0 | 0 | 0 | 0 | 0 | 0 | 0 | 0 | 0 | 0 | 0 | 0 | 0 | 0 | 0 | 0 | 0 | 0 | 0 | 0 | 0 | 0 | 0 | 0 | 0 | 0 | 0 | 0 | 0 | 0 | 0 | 0 | 0 | 0 | 0 | 0 | 0 | 0 | 0 | 0 | 0 | 0 | 0 | 0 | 0 | 0 | 0 | 0 | 0 | 0 | 0 | 0 | 0 | 0 | 0 | 0 | 0 | 0 | 0 | 0 | 0 | 0
2097 |  | 0 | 0 | 0 | 0 | 0 | 0 | 0 | 0 | 0 | 0 | 0 | 0 | 0 | 0 | 0 | 0 | 0 | 0 | 0 | 0 | 0 | 0 | 0 | 0 | 0 | 0 | 0 | 0 | 0 | 0 | 0 | 0 | 0 | 0 | 0 | 0 | 0 | 0 | 0 | 0 | 0 | 0 | 0 | 0 | 0 | 0 | 0 | 0 | 0 | 0 | 0 | 0 | 0 | 0 | 0 | 0 | 0 | 0 | 0 | 0 | 0 | 0 | 0 | 0 | 0 | 0 | 0 | 0 | 0 | 0 | 0 | 0 | 0 | 0 | 0 | 0 | 0 | 0 | 0 | 0 | 0 | 0
2098 |  | 0 | 0 | 0 | 0 | 0 | 0 | 0 | 0 | 0 | 0 | 0 | 0 | 0 | 0 | 0 | 0 | 0 | 0 | 0 | 0 | 0 | 0 | 0 | 0 | 0 | 0 | 0 | 0 | 0 | 0 | 0 | 0 | 0 | 0 | 0 | 0 | 0 | 0 | 0 | 0 | 0 | 0 | 0 | 0 | 0 | 0 | 0 | 0 | 0 | 0 | 0 | 0 | 0 | 0 | 0 | 0 | 0 | 0 | 0 | 0 | 0 | 0 | 0 | 0 | 0 | 0 | 0 | 0 | 0 | 0 | 0 | 0 | 0 | 0 | 0 | 0 | 0 | 0 | 0 | 0 | 0 | 0
2099 |  | 0 | 0 | 0 | 0 | 0 | 0 | 0 | 0 | 0 | 0 | 0 | 0 | 0 | 0 | 0 | 0 | 0 | 0 | 0 | 0 | 0 | 0 | 0 | 0 | 0 | 0 | 0 | 0 | 0 | 0 | 0 | 0 | 0 | 0 | 0 | 0 | 0 | 0 | 0 | 0 | 0 | 0 | 0 | 0 | 0 | 0 | 0 | 0 | 0 | 0 | 0 | 0 | 0 | 0 | 0 | 0 | 0 | 0 | 0 | 0 | 0 | 0 | 0 | 0 | 0 | 0 | 0 | 0 | 0 | 0 | 0 | 0 | 0 | 0 | 0 | 0 | 0 | 0 | 0 | 0 | 0 | 0
2100 |  | 0 | 0 | 0 | 0 | 0 | 0 | 0 | 0 | 0 | 0 | 0 | 0 | 0 | 0 | 0 | 0 | 0 | 0 | 0 | 0 | 0 | 0 | 0 | 0 | 0 | 0 | 0 | 0 | 0 | 0 | 0 | 0 | 0 | 0 | 0 | 0 | 0 | 0 | 0 | 0 | 0 | 0 | 0 | 0 | 0 | 0 | 0 | 0 | 0 | 0 | 0 | 0 | 0 | 0 | 0 | 0 | 0 | 0 | 0 | 0 | 0 | 0 | 0 | 0 | 0 | 0 | 0 | 0 | 0 | 0 | 0 | 0 | 0 | 0 | 0 | 0 | 0 | 0 | 0 | 0 | 0 | 0
2101 |  | 0 | 0 | 0 | 0 | 0 | 0 | 0 | 0 | 0 | 0 | 0 | 0 | 0 | 0 | 0 | 0 | 0 | 0 | 0 | 0 | 0 | 0 | 0 | 0 | 0 | 0 | 0 | 0 | 0 | 0 | 0 | 0 | 0 | 0 | 0 | 0 | 0 | 0 | 0 | 0 | 0 | 0 | 0 | 0 | 0 | 0 | 0 | 0 | 0 | 0 | 0 | 0 | 0 | 0 | 0 | 0 | 0 | 0 | 0 | 0 | 0 | 0 | 0 | 0 | 0 | 0 | 0 | 0 | 0 | 0 | 0 | 0 | 0 | 0 | 0 | 0 | 0 | 0 | 0 | 0 | 0 | 0
2102 |  | 0 | 0 | 0 | 0 | 0 | 0 | 0 | 0 | 0 | 0 | 0 | 0 | 0 | 0 | 0 | 0 | 0 | 0 | 0 | 0 | 0 | 0 | 0 | 0 | 0 | 0 | 0 | 0 | 0 | 0 | 0 | 0 | 0 | 0 | 0 | 0 | 0 | 0 | 0 | 0 | 0 | 0 | 0 | 0 | 0 | 0 | 0 | 0 | 0 | 0 | 0 | 0 | 0 | 0 | 0 | 0 | 0 | 0 | 0 | 0 | 0 | 0 | 0 | 0 | 0 | 0 | 0 | 0 | 0 | 0 | 0 | 0 | 0 | 0 | 0 | 0 | 0 | 0 | 0 | 0 | 0 | 0
2103 |  | 0 | 0 | 0 | 0 | 0 | 0 | 0 | 0 | 0 | 0 | 0 | 0 | 0 | 0 | 0 | 0 | 0 | 0 | 0 | 0 | 0 | 0 | 0 | 0 | 0 | 0 | 0 | 0 | 0 | 0 | 0 | 0 | 0 | 0 | 0 | 0 | 0 | 0 | 0 | 0 | 0 | 0 | 0 | 0 | 0 | 0 | 0 | 0 | 0 | 0 | 0 | 0 | 0 | 0 | 0 | 0 | 0 | 0 | 0 | 0 | 0 | 0 | 0 | 0 | 0 | 0 | 0 | 0 | 0 | 0 | 0 | 0 | 0 | 0 | 0 | 0 | 0 | 0 | 0 | 0 | 0 | 0
2104 |  | 0 | 0 | 0 | 0 | 0 | 0 | 0 | 0 | 0 | 0 | 0 | 0 | 0 | 0 | 0 | 0 | 0 | 0 | 0 | 0 | 0 | 0 | 0 | 0 | 0 | 0 | 0 | 0 | 0 | 0 | 0 | 0 | 0 | 0 | 0 | 0 | 0 | 0 | 0 | 0 | 0 | 0 | 0 | 0 | 0 | 0 | 0 | 0 | 0 | 0 | 0 | 0 | 0 | 0 | 0 | 0 | 0 | 0 | 0 | 0 | 0 | 0 | 0 | 0 | 0 | 0 | 0 | 0 | 0 | 0 | 0 | 0 | 0 | 0 | 0 | 0 | 0 | 0 | 0 | 0 | 0 | 0
2105 |  | 0 | 0 | 0 | 0 | 0 | 0 | 0 | 0 | 0 | 0 | 0 | 0 | 0 | 0 | 0 | 0 | 0 | 0 | 0 | 0 | 0 | 0 | 0 | 0 | 0 | 0 | 0 | 0 | 0 | 0 | 0 | 0 | 0 | 0 | 0 | 0 | 0 | 0 | 0 | 0 | 0 | 0 | 0 | 0 | 0 | 0 | 0 | 0 | 0 | 0 | 0 | 0 | 0 | 0 | 0 | 0 | 0 | 0 | 0 | 0 | 0 | 0 | 0 | 0 | 0 | 0 | 0 | 0 | 0 | 0 | 0 | 0 | 0 | 0 | 0 | 0 | 0 | 0 | 0 | 0 | 0 | 0
2106 |  | 0 | 0 | 0 | 0 | 0 | 0 | 0 | 0 | 0 | 0 | 0 | 0 | 0 | 0 | 0 | 0 | 0 | 0 | 0 | 0 | 0 | 0 | 0 | 0 | 0 | 0 | 0 | 0 | 0 | 0 | 0 | 0 | 0 | 0 | 0 | 0 | 0 | 0 | 0 | 0 | 0 | 0 | 0 | 0 | 0 | 0 | 0 | 0 | 0 | 0 | 0 | 0 | 0 | 0 | 0 | 0 | 0 | 0 | 0 | 0 | 0 | 0 | 0 | 0 | 0 | 0 | 0 | 0 | 0 | 0 | 0 | 0 | 0 | 0 | 0 | 0 | 0 | 0 | 0 | 0 | 0 | 0
2107 |  | -1059.343 | -1247.9931 | -31562.6167 | 0 | 0 | 0 | 0 | 0 | 0 | 0 | 0 | 0 | 0 | 0 | 0 | 0 | 0 | 0 | 0 | 0 | 0 | 0 | 0 | 0 | 0 | 0 | 0 | 0 | 0 | 0 | 0 | 0 | 0 | 0 | 0 | 0 | 0 | 0 | 0 | 0 | 0 | 0 | 0 | 0 | 0 | 0 | 0 | 0 | 0 | 0 | 0 | 0 | 0 | 0 | 0 | 0 | 0 | 0 | 0 | 0 | 0 | 0 | 0 | 0 | 0 | 0 | 0 | 0 | 0 | 0 | 0 | 0 | 0 | 0 | 0 | 0 | 0 | 0 | 0 | 0 | 0 | -33869.9528

## Distribution
DISTRIBUTION EXPENDITURES
CONVERSION FROM CAPITAL EXPENDITURES TO REVENUE REQUIREMENT
DO NOT MODIFY ENTRIES IN THIS SHEET
Capital Expenditures transferred from Summary Sheet
Revenue Requirement values transferred back to Summary Sheet
Revenue Requirement
By Asset Type
YEAR |  | 2027 | 2028 | 2029 | 2030 | 2031 | 2032 | 2033 | 2034 | 2035 | 2036 | 2037 | 2038 | 2039 | 2040 | 2041 | 2042 | 2043 | 2044 | 2045 | 2046 | 2047 | 2048 | 2049 | 2050 | 2051 | 2052 | 2053 | 2054 | 2055 | 2056 | 2057 | 2058 | 2059 | 2060 | 2061 | 2062 | 2063 | 2064 | 2065 | 2066 | 2067 | 2068 | 2069 | 2070 | 2071 | 2072 | 2073 | 2074 | 2075 | 2076 | 2077 | 2078 | 2079 | 2080 | 2081 | 2082 | 2083 | 2084 | 2085 | 2086 | 2087 | 2088 | 2089 | 2090 | 2091 | 2092 | 2093 | 2094 | 2095 | 2096 | 2097 | 2098 | 2099 | 2100 | 2101 | 2102 | 2103 | 2104 | 2105 | 2106 | 2107 |  |  | Future Rev Req Factors 2030
Capital Expenditure |  | 0 | 0 | 0 | 0 | 0 | 0 | 0 | 0 | 0 | 0 | 0 | 0 | 0 | 0 | 0 | 0 | 0 | 0 | 0 | 0 | 0 | 0 | 0 | 0 | 0 | 0 | 0 | 0 | 0 | 0 | 0 | 0 | 0 | 0 | 0 | 0 | 0 | 0 | 0 | 0 | 0 | 0 | 0 | 0 | 0 | 0 | 0 | 0 | 0 | 0 | 0 | 0 | 0 | 0 | 0 | 0 | 0 | 0 | 0 | 0 | 0 | 0 | 0 | 0 | 0 | 0 | 0 | 0 | 0 | 0 | 0 | 0 | 0 | 0 | 0 | 0 | 0 | 0 | 0 | 0 | 0 | 0
0
2027 | 9.366 | 2027: 0 | 0 |  | 9.4154
2028 | 10.3401 | 2027: 0; 2028: 0 | 0 |  | 10.4349
2029 | 10.019 | 2027: 0; 2028: 0; 2029: 0 | 0 |  | 10.1062
2030 | 9.7118 | 2027: 0; 2028: 0; 2029: 0; 2030: 0 | 0 |  | 9.7921
2031 | 9.4175 | 2027: 0; 2028: 0; 2029: 0; 2030: 0; 2031: 0 | 0 |  | 9.4913
2032 | 9.135 | 2027: 0; 2028: 0; 2029: 0; 2030: 0; 2031: 0; 2032: 0 | 0 |  | 9.2029
2033 | 8.8633 | 2027: 0; 2028: 0; 2029: 0; 2030: 0; 2031: 0; 2032: 0; 2033: 0 | 0 |  | 8.9258
2034 | 8.6017 | 2027: 0; 2028: 0; 2029: 0; 2030: 0; 2031: 0; 2032: 0; 2033: 0; 2034: 0 | 0 |  | 8.6591
2035 | 8.3492 | 2027: 0; 2028: 0; 2029: 0; 2030: 0; 2031: 0; 2032: 0; 2033: 0; 2034: 0; 2035: 0 | 0 |  | 8.4021
2036 | 8.1052 | 2027: 0; 2028: 0; 2029: 0; 2030: 0; 2031: 0; 2032: 0; 2033: 0; 2034: 0; 2035: 0; 2036: 0 | 0 |  | 8.1538
2037 | 7.869 | 2027: 0; 2028: 0; 2029: 0; 2030: 0; 2031: 0; 2032: 0; 2033: 0; 2034: 0; 2035: 0; 2036: 0; 2037: 0 | 0 |  | 7.9137
2038 | 7.6399 | 2027: 0; 2028: 0; 2029: 0; 2030: 0; 2031: 0; 2032: 0; 2033: 0; 2034: 0; 2035: 0; 2036: 0; 2037: 0; 2038: 0 | 0 |  | 7.6811
2039 | 7.4174 | 2027: 0; 2028: 0; 2029: 0; 2030: 0; 2031: 0; 2032: 0; 2033: 0; 2034: 0; 2035: 0; 2036: 0; 2037: 0; 2038: 0; 2039: 0 | 0 |  | 7.4553
2040 | 7.201 | 2027: 0; 2028: 0; 2029: 0; 2030: 0; 2031: 0; 2032: 0; 2033: 0; 2034: 0; 2035: 0; 2036: 0; 2037: 0; 2038: 0; 2039: 0; 2040: 0 | 0 |  | 7.2359
2041 | 6.9902 | 2027: 0; 2028: 0; 2029: 0; 2030: 0; 2031: 0; 2032: 0; 2033: 0; 2034: 0; 2035: 0; 2036: 0; 2037: 0; 2038: 0; 2039: 0; 2040: 0; 2041: 0 | 0 |  | 7.0222
2042 | 6.7845 | 2027: 0; 2028: 0; 2029: 0; 2030: 0; 2031: 0; 2032: 0; 2033: 0; 2034: 0; 2035: 0; 2036: 0; 2037: 0; 2038: 0; 2039: 0; 2040: 0; 2041: 0; 2042: 0 | 0 |  | 6.814
2043 | 6.5835 | 2027: 0; 2028: 0; 2029: 0; 2030: 0; 2031: 0; 2032: 0; 2033: 0; 2034: 0; 2035: 0; 2036: 0; 2037: 0; 2038: 0; 2039: 0; 2040: 0; 2041: 0; 2042: 0; 2043: 0 | 0 |  | 6.6106
2044 | 6.3868 | 2027: 0; 2028: 0; 2029: 0; 2030: 0; 2031: 0; 2032: 0; 2033: 0; 2034: 0; 2035: 0; 2036: 0; 2037: 0; 2038: 0; 2039: 0; 2040: 0; 2041: 0; 2042: 0; 2043: 0; 2044: 0 | 0 |  | 6.4118
2045 | 6.1942 | 2027: 0; 2028: 0; 2029: 0; 2030: 0; 2031: 0; 2032: 0; 2033: 0; 2034: 0; 2035: 0; 2036: 0; 2037: 0; 2038: 0; 2039: 0; 2040: 0; 2041: 0; 2042: 0; 2043: 0; 2044: 0; 2045: 0 | 0 |  | 6.2171
2046 | 6.0052 | 2027: 0; 2028: 0; 2029: 0; 2030: 0; 2031: 0; 2032: 0; 2033: 0; 2034: 0; 2035: 0; 2036: 0; 2037: 0; 2038: 0; 2039: 0; 2040: 0; 2041: 0; 2042: 0; 2043: 0; 2044: 0; 2045: 0; 2046: 0 | 0 |  | 6.0263
2047 | 5.8196 | 2027: 0; 2028: 0; 2029: 0; 2030: 0; 2031: 0; 2032: 0; 2033: 0; 2034: 0; 2035: 0; 2036: 0; 2037: 0; 2038: 0; 2039: 0; 2040: 0; 2041: 0; 2042: 0; 2043: 0; 2044: 0; 2045: 0; 2046: 0; 2047: 0 | 0 |  | 5.839
2048 | 5.6371 | 2027: 0; 2028: 0; 2029: 0; 2030: 0; 2031: 0; 2032: 0; 2033: 0; 2034: 0; 2035: 0; 2036: 0; 2037: 0; 2038: 0; 2039: 0; 2040: 0; 2041: 0; 2042: 0; 2043: 0; 2044: 0; 2045: 0; 2046: 0; 2047: 0; 2048: 0 | 0 |  | 5.655
2049 | 5.4575 | 2027: 0; 2028: 0; 2029: 0; 2030: 0; 2031: 0; 2032: 0; 2033: 0; 2034: 0; 2035: 0; 2036: 0; 2037: 0; 2038: 0; 2039: 0; 2040: 0; 2041: 0; 2042: 0; 2043: 0; 2044: 0; 2045: 0; 2046: 0; 2047: 0; 2048: 0; 2049: 0 | 0 |  | 5.4739
2050 | 5.2805 | 2027: 0; 2028: 0; 2029: 0; 2030: 0; 2031: 0; 2032: 0; 2033: 0; 2034: 0; 2035: 0; 2036: 0; 2037: 0; 2038: 0; 2039: 0; 2040: 0; 2041: 0; 2042: 0; 2043: 0; 2044: 0; 2045: 0; 2046: 0; 2047: 0; 2048: 0; 2049: 0; 2050: 0 | 0 |  | 5.2956
2051 | 5.1059 | 2027: 0; 2028: 0; 2029: 0; 2030: 0; 2031: 0; 2032: 0; 2033: 0; 2034: 0; 2035: 0; 2036: 0; 2037: 0; 2038: 0; 2039: 0; 2040: 0; 2041: 0; 2042: 0; 2043: 0; 2044: 0; 2045: 0; 2046: 0; 2047: 0; 2048: 0; 2049: 0; 2050: 0; 2051: 0 | 0 |  | 5.1198
2052 | 4.9336 | 2027: 0; 2028: 0; 2029: 0; 2030: 0; 2031: 0; 2032: 0; 2033: 0; 2034: 0; 2035: 0; 2036: 0; 2037: 0; 2038: 0; 2039: 0; 2040: 0; 2041: 0; 2042: 0; 2043: 0; 2044: 0; 2045: 0; 2046: 0; 2047: 0; 2048: 0; 2049: 0; 2050: 0; 2051: 0; 2052: 0 | 0 |  | 4.9464
2053 | 4.7633 | 2027: 0; 2028: 0; 2029: 0; 2030: 0; 2031: 0; 2032: 0; 2033: 0; 2034: 0; 2035: 0; 2036: 0; 2037: 0; 2038: 0; 2039: 0; 2040: 0; 2041: 0; 2042: 0; 2043: 0; 2044: 0; 2045: 0; 2046: 0; 2047: 0; 2048: 0; 2049: 0; 2050: 0; 2051: 0; 2052: 0; 2053: 0 | 0 |  | 4.775
2054 | 4.5949 | 2027: 0; 2028: 0; 2029: 0; 2030: 0; 2031: 0; 2032: 0; 2033: 0; 2034: 0; 2035: 0; 2036: 0; 2037: 0; 2038: 0; 2039: 0; 2040: 0; 2041: 0; 2042: 0; 2043: 0; 2044: 0; 2045: 0; 2046: 0; 2047: 0; 2048: 0; 2049: 0; 2050: 0; 2051: 0; 2052: 0; 2053: 0; 2054: 0 | 0 |  | 4.6057
2055 | 4.4282 | 2027: 0; 2028: 0; 2029: 0; 2030: 0; 2031: 0; 2032: 0; 2033: 0; 2034: 0; 2035: 0; 2036: 0; 2037: 0; 2038: 0; 2039: 0; 2040: 0; 2041: 0; 2042: 0; 2043: 0; 2044: 0; 2045: 0; 2046: 0; 2047: 0; 2048: 0; 2049: 0; 2050: 0; 2051: 0; 2052: 0; 2053: 0; 2054: 0; 2055: 0 | 0 |  | 4.4382
2056 | 4.2631 | 2027: 0; 2028: 0; 2029: 0; 2030: 0; 2031: 0; 2032: 0; 2033: 0; 2034: 0; 2035: 0; 2036: 0; 2037: 0; 2038: 0; 2039: 0; 2040: 0; 2041: 0; 2042: 0; 2043: 0; 2044: 0; 2045: 0; 2046: 0; 2047: 0; 2048: 0; 2049: 0; 2050: 0; 2051: 0; 2052: 0; 2053: 0; 2054: 0; 2055: 0; 2056: 0 | 0 |  | 4.2723
2057 | 4.0995 | 2027: 0; 2028: 0; 2029: 0; 2030: 0; 2031: 0; 2032: 0; 2033: 0; 2034: 0; 2035: 0; 2036: 0; 2037: 0; 2038: 0; 2039: 0; 2040: 0; 2041: 0; 2042: 0; 2043: 0; 2044: 0; 2045: 0; 2046: 0; 2047: 0; 2048: 0; 2049: 0; 2050: 0; 2051: 0; 2052: 0; 2053: 0; 2054: 0; 2055: 0; 2056: 0; 2057: 0 | 0 |  | 4.1079
2058 | 3.9372 | 2027: 0; 2028: 0; 2029: 0; 2030: 0; 2031: 0; 2032: 0; 2033: 0; 2034: 0; 2035: 0; 2036: 0; 2037: 0; 2038: 0; 2039: 0; 2040: 0; 2041: 0; 2042: 0; 2043: 0; 2044: 0; 2045: 0; 2046: 0; 2047: 0; 2048: 0; 2049: 0; 2050: 0; 2051: 0; 2052: 0; 2053: 0; 2054: 0; 2055: 0; 2056: 0; 2057: 0; 2058: 0 | 0 |  | 3.945
2059 | 3.7762 | 2027: 0; 2028: 0; 2029: 0; 2030: 0; 2031: 0; 2032: 0; 2033: 0; 2034: 0; 2035: 0; 2036: 0; 2037: 0; 2038: 0; 2039: 0; 2040: 0; 2041: 0; 2042: 0; 2043: 0; 2044: 0; 2045: 0; 2046: 0; 2047: 0; 2048: 0; 2049: 0; 2050: 0; 2051: 0; 2052: 0; 2053: 0; 2054: 0; 2055: 0; 2056: 0; 2057: 0; 2058: 0; 2059: 0 | 0 |  | 3.7834
2060 | 3.6163 | 2027: 0; 2028: 0; 2029: 0; 2030: 0; 2031: 0; 2032: 0; 2033: 0; 2034: 0; 2035: 0; 2036: 0; 2037: 0; 2038: 0; 2039: 0; 2040: 0; 2041: 0; 2042: 0; 2043: 0; 2044: 0; 2045: 0; 2046: 0; 2047: 0; 2048: 0; 2049: 0; 2050: 0; 2051: 0; 2052: 0; 2053: 0; 2054: 0; 2055: 0; 2056: 0; 2057: 0; 2058: 0; 2059: 0; 2060: 0 | 0 |  | 3.6229
2061 | 3.4575 | 2027: 0; 2028: 0; 2029: 0; 2030: 0; 2031: 0; 2032: 0; 2033: 0; 2034: 0; 2035: 0; 2036: 0; 2037: 0; 2038: 0; 2039: 0; 2040: 0; 2041: 0; 2042: 0; 2043: 0; 2044: 0; 2045: 0; 2046: 0; 2047: 0; 2048: 0; 2049: 0; 2050: 0; 2051: 0; 2052: 0; 2053: 0; 2054: 0; 2055: 0; 2056: 0; 2057: 0; 2058: 0; 2059: 0; 2060: 0; 2061: 0 | 0 |  | 3.4636
2062 | 3.2997 | 2027: 0; 2028: 0; 2029: 0; 2030: 0; 2031: 0; 2032: 0; 2033: 0; 2034: 0; 2035: 0; 2036: 0; 2037: 0; 2038: 0; 2039: 0; 2040: 0; 2041: 0; 2042: 0; 2043: 0; 2044: 0; 2045: 0; 2046: 0; 2047: 0; 2048: 0; 2049: 0; 2050: 0; 2051: 0; 2052: 0; 2053: 0; 2054: 0; 2055: 0; 2056: 0; 2057: 0; 2058: 0; 2059: 0; 2060: 0; 2061: 0; 2062: 0 | 0 |  | 3.3052
2063 | 3.1427 | 2027: 0; 2028: 0; 2029: 0; 2030: 0; 2031: 0; 2032: 0; 2033: 0; 2034: 0; 2035: 0; 2036: 0; 2037: 0; 2038: 0; 2039: 0; 2040: 0; 2041: 0; 2042: 0; 2043: 0; 2044: 0; 2045: 0; 2046: 0; 2047: 0; 2048: 0; 2049: 0; 2050: 0; 2051: 0; 2052: 0; 2053: 0; 2054: 0; 2055: 0; 2056: 0; 2057: 0; 2058: 0; 2059: 0; 2060: 0; 2061: 0; 2062: 0; 2063: 0 | 0 |  | 3.1478
2064 | 2.9866 | 2027: 0; 2028: 0; 2029: 0; 2030: 0; 2031: 0; 2032: 0; 2033: 0; 2034: 0; 2035: 0; 2036: 0; 2037: 0; 2038: 0; 2039: 0; 2040: 0; 2041: 0; 2042: 0; 2043: 0; 2044: 0; 2045: 0; 2046: 0; 2047: 0; 2048: 0; 2049: 0; 2050: 0; 2051: 0; 2052: 0; 2053: 0; 2054: 0; 2055: 0; 2056: 0; 2057: 0; 2058: 0; 2059: 0; 2060: 0; 2061: 0; 2062: 0; 2063: 0; 2064: 0 | 0 |  | 2.9913
2065 | 2.8312 | 2027: 0; 2028: 0; 2029: 0; 2030: 0; 2031: 0; 2032: 0; 2033: 0; 2034: 0; 2035: 0; 2036: 0; 2037: 0; 2038: 0; 2039: 0; 2040: 0; 2041: 0; 2042: 0; 2043: 0; 2044: 0; 2045: 0; 2046: 0; 2047: 0; 2048: 0; 2049: 0; 2050: 0; 2051: 0; 2052: 0; 2053: 0; 2054: 0; 2055: 0; 2056: 0; 2057: 0; 2058: 0; 2059: 0; 2060: 0; 2061: 0; 2062: 0; 2063: 0; 2064: 0; 2065: 0 | 0 |  | 2.8355
2066 | 2.6765 | 2027: 0; 2028: 0; 2029: 0; 2030: 0; 2031: 0; 2032: 0; 2033: 0; 2034: 0; 2035: 0; 2036: 0; 2037: 0; 2038: 0; 2039: 0; 2040: 0; 2041: 0; 2042: 0; 2043: 0; 2044: 0; 2045: 0; 2046: 0; 2047: 0; 2048: 0; 2049: 0; 2050: 0; 2051: 0; 2052: 0; 2053: 0; 2054: 0; 2055: 0; 2056: 0; 2057: 0; 2058: 0; 2059: 0; 2060: 0; 2061: 0; 2062: 0; 2063: 0; 2064: 0; 2065: 0; 2066: 0 | 0 |  | 2.6805
2067 | 2.5224 | 2027: 0; 2028: 0; 2029: 0; 2030: 0; 2031: 0; 2032: 0; 2033: 0; 2034: 0; 2035: 0; 2036: 0; 2037: 0; 2038: 0; 2039: 0; 2040: 0; 2041: 0; 2042: 0; 2043: 0; 2044: 0; 2045: 0; 2046: 0; 2047: 0; 2048: 0; 2049: 0; 2050: 0; 2051: 0; 2052: 0; 2053: 0; 2054: 0; 2055: 0; 2056: 0; 2057: 0; 2058: 0; 2059: 0; 2060: 0; 2061: 0; 2062: 0; 2063: 0; 2064: 0; 2065: 0; 2066: 0; 2067: 0 | 0 |  | 2.5261
2068 | 2.369 | 2027: 0; 2028: 0; 2029: 0; 2030: 0; 2031: 0; 2032: 0; 2033: 0; 2034: 0; 2035: 0; 2036: 0; 2037: 0; 2038: 0; 2039: 0; 2040: 0; 2041: 0; 2042: 0; 2043: 0; 2044: 0; 2045: 0; 2046: 0; 2047: 0; 2048: 0; 2049: 0; 2050: 0; 2051: 0; 2052: 0; 2053: 0; 2054: 0; 2055: 0; 2056: 0; 2057: 0; 2058: 0; 2059: 0; 2060: 0; 2061: 0; 2062: 0; 2063: 0; 2064: 0; 2065: 0; 2066: 0; 2067: 0; 2068: 0 | 0 |  | 2.3723
2069 | 2.216 | 2027: 0; 2028: 0; 2029: 0; 2030: 0; 2031: 0; 2032: 0; 2033: 0; 2034: 0; 2035: 0; 2036: 0; 2037: 0; 2038: 0; 2039: 0; 2040: 0; 2041: 0; 2042: 0; 2043: 0; 2044: 0; 2045: 0; 2046: 0; 2047: 0; 2048: 0; 2049: 0; 2050: 0; 2051: 0; 2052: 0; 2053: 0; 2054: 0; 2055: 0; 2056: 0; 2057: 0; 2058: 0; 2059: 0; 2060: 0; 2061: 0; 2062: 0; 2063: 0; 2064: 0; 2065: 0; 2066: 0; 2067: 0; 2068: 0; 2069: 0 | 0 |  | 2.2191
2070 | 2.0636 | 2027: 0; 2028: 0; 2029: 0; 2030: 0; 2031: 0; 2032: 0; 2033: 0; 2034: 0; 2035: 0; 2036: 0; 2037: 0; 2038: 0; 2039: 0; 2040: 0; 2041: 0; 2042: 0; 2043: 0; 2044: 0; 2045: 0; 2046: 0; 2047: 0; 2048: 0; 2049: 0; 2050: 0; 2051: 0; 2052: 0; 2053: 0; 2054: 0; 2055: 0; 2056: 0; 2057: 0; 2058: 0; 2059: 0; 2060: 0; 2061: 0; 2062: 0; 2063: 0; 2064: 0; 2065: 0; 2066: 0; 2067: 0; 2068: 0; 2069: 0; 2070: 0 | 0 |  | 2.0665
2071 | 1.9116 | 2027: 0; 2028: 0; 2029: 0; 2030: 0; 2031: 0; 2032: 0; 2033: 0; 2034: 0; 2035: 0; 2036: 0; 2037: 0; 2038: 0; 2039: 0; 2040: 0; 2041: 0; 2042: 0; 2043: 0; 2044: 0; 2045: 0; 2046: 0; 2047: 0; 2048: 0; 2049: 0; 2050: 0; 2051: 0; 2052: 0; 2053: 0; 2054: 0; 2055: 0; 2056: 0; 2057: 0; 2058: 0; 2059: 0; 2060: 0; 2061: 0; 2062: 0; 2063: 0; 2064: 0; 2065: 0; 2066: 0; 2067: 0; 2068: 0; 2069: 0; 2070: 0; 2071: 0 | 0 |  | 1.9143
2072 | 1.7601 | 2027: 0; 2028: 0; 2029: 0; 2030: 0; 2031: 0; 2032: 0; 2033: 0; 2034: 0; 2035: 0; 2036: 0; 2037: 0; 2038: 0; 2039: 0; 2040: 0; 2041: 0; 2042: 0; 2043: 0; 2044: 0; 2045: 0; 2046: 0; 2047: 0; 2048: 0; 2049: 0; 2050: 0; 2051: 0; 2052: 0; 2053: 0; 2054: 0; 2055: 0; 2056: 0; 2057: 0; 2058: 0; 2059: 0; 2060: 0; 2061: 0; 2062: 0; 2063: 0; 2064: 0; 2065: 0; 2066: 0; 2067: 0; 2068: 0; 2069: 0; 2070: 0; 2071: 0; 2072: 0 | 0 |  | 1.7625
2073 | 1.6089 | 2027: 0; 2028: 0; 2029: 0; 2030: 0; 2031: 0; 2032: 0; 2033: 0; 2034: 0; 2035: 0; 2036: 0; 2037: 0; 2038: 0; 2039: 0; 2040: 0; 2041: 0; 2042: 0; 2043: 0; 2044: 0; 2045: 0; 2046: 0; 2047: 0; 2048: 0; 2049: 0; 2050: 0; 2051: 0; 2052: 0; 2053: 0; 2054: 0; 2055: 0; 2056: 0; 2057: 0; 2058: 0; 2059: 0; 2060: 0; 2061: 0; 2062: 0; 2063: 0; 2064: 0; 2065: 0; 2066: 0; 2067: 0; 2068: 0; 2069: 0; 2070: 0; 2071: 0; 2072: 0; 2073: 0 | 0 |  | 1.6111
2074 | 1.4581 | 2027: 0; 2028: 0; 2029: 0; 2030: 0; 2031: 0; 2032: 0; 2033: 0; 2034: 0; 2035: 0; 2036: 0; 2037: 0; 2038: 0; 2039: 0; 2040: 0; 2041: 0; 2042: 0; 2043: 0; 2044: 0; 2045: 0; 2046: 0; 2047: 0; 2048: 0; 2049: 0; 2050: 0; 2051: 0; 2052: 0; 2053: 0; 2054: 0; 2055: 0; 2056: 0; 2057: 0; 2058: 0; 2059: 0; 2060: 0; 2061: 0; 2062: 0; 2063: 0; 2064: 0; 2065: 0; 2066: 0; 2067: 0; 2068: 0; 2069: 0; 2070: 0; 2071: 0; 2072: 0; 2073: 0; 2074: 0 | 0 |  | 1.4601
2075 | 1.3076 | 0 | 0 | 0 | 0 | 0 | 0 | 0 | 0 | 0 | 0 | 0 | 0 | 0 | 0 | 0 | 0 | 0 | 0 | 0 | 0 | 0 | 0 | 0 | 0 | 0 | 0 | 0 | 0 | 0 | 0 | 0 | 0 | 0 | 0 | 0 | 0 | 0 | 0 | 0 | 0 | 0 | 0 | 0 | 0 | 0 | 0 | 0 | 0 | 0 | [32 empty] | 0 |  | 1.3095
2076 | 1.1574 | 0 | 0 | 0 | 0 | 0 | 0 | 0 | 0 | 0 | 0 | 0 | 0 | 0 | 0 | 0 | 0 | 0 | 0 | 0 | 0 | 0 | 0 | 0 | 0 | 0 | 0 | 0 | 0 | 0 | 0 | 0 | 0 | 0 | 0 | 0 | 0 | 0 | 0 | 0 | 0 | 0 | 0 | 0 | 0 | 0 | 0 | 0 | 0 | 0 | 0 | [31 empty] | 0 |  | 1.1592
2077 | 1.0075 | 0 | 0 | 0 | 0 | 0 | 0 | 0 | 0 | 0 | 0 | 0 | 0 | 0 | 0 | 0 | 0 | 0 | 0 | 0 | 0 | 0 | 0 | 0 | 0 | 0 | 0 | 0 | 0 | 0 | 0 | 0 | 0 | 0 | 0 | 0 | 0 | 0 | 0 | 0 | 0 | 0 | 0 | 0 | 0 | 0 | 0 | 0 | 0 | 0 | 0 | 0 | [30 empty] | 0 |  | 1.0091
2078 | 0.85787 | 0 | 0 | 0 | 0 | 0 | 0 | 0 | 0 | 0 | 0 | 0 | 0 | 0 | 0 | 0 | 0 | 0 | 0 | 0 | 0 | 0 | 0 | 0 | 0 | 0 | 0 | 0 | 0 | 0 | 0 | 0 | 0 | 0 | 0 | 0 | 0 | 0 | 0 | 0 | 0 | 0 | 0 | 0 | 0 | 0 | 0 | 0 | 0 | 0 | 0 | 0 | 0 | [29 empty] | 0 |  | 0.85934
2079 | 8.4848 | 0 | 0 | 0 | 0 | 0 | 0 | 0 | 0 | 0 | 0 | 0 | 0 | 0 | 0 | 0 | 0 | 0 | 0 | 0 | 0 | 0 | 0 | 0 | 0 | 0 | 0 | 0 | 0 | 0 | 0 | 0 | 0 | 0 | 0 | 0 | 0 | 0 | 0 | 0 | 0 | 0 | 0 | 0 | 0 | 0 | 0 | 0 | 0 | 0 | 0 | 0 | 0 | 0 | [28 empty] | 0 |  | 8.4946
2080 | 0 | 0 | 0 | 0 | 0 | 0 | 0 | 0 | 0 | 0 | 0 | 0 | 0 | 0 | 0 | 0 | 0 | 0 | 0 | 0 | 0 | 0 | 0 | 0 | 0 | 0 | 0 | 0 | 0 | 0 | 0 | 0 | 0 | 0 | 0 | 0 | 0 | 0 | 0 | 0 | 0 | 0 | 0 | 0 | 0 | 0 | 0 | 0 | 0 | 0 | 0 | 0 | 0 | 0 | 0 | [27 empty] | 0 |  | 0
2081 | 0 | 0 | 0 | 0 | 0 | 0 | 0 | 0 | 0 | 0 | 0 | 0 | 0 | 0 | 0 | 0 | 0 | 0 | 0 | 0 | 0 | 0 | 0 | 0 | 0 | 0 | 0 | 0 | 0 | 0 | 0 | 0 | 0 | 0 | 0 | 0 | 0 | 0 | 0 | 0 | 0 | 0 | 0 | 0 | 0 | 0 | 0 | 0 | 0 | 0 | 0 | 0 | 0 | 0 | 0 | 0 | [26 empty] | 0 |  | 0
2082 | 0 | 0 | 0 | 0 | 0 | 0 | 0 | 0 | 0 | 0 | 0 | 0 | 0 | 0 | 0 | 0 | 0 | 0 | 0 | 0 | 0 | 0 | 0 | 0 | 0 | 0 | 0 | 0 | 0 | 0 | 0 | 0 | 0 | 0 | 0 | 0 | 0 | 0 | 0 | 0 | 0 | 0 | 0 | 0 | 0 | 0 | 0 | 0 | 0 | 0 | 0 | 0 | 0 | 0 | 0 | 0 | 0 | [25 empty] | 0 |  | 0
2083 | 0 | 0 | 0 | 0 | 0 | 0 | 0 | 0 | 0 | 0 | 0 | 0 | 0 | 0 | 0 | 0 | 0 | 0 | 0 | 0 | 0 | 0 | 0 | 0 | 0 | 0 | 0 | 0 | 0 | 0 | 0 | 0 | 0 | 0 | 0 | 0 | 0 | 0 | 0 | 0 | 0 | 0 | 0 | 0 | 0 | 0 | 0 | 0 | 0 | 0 | 0 | 0 | 0 | 0 | 0 | 0 | 0 | 0 | [24 empty] | 0 |  | 0
2084 | 0 | 0 | 0 | 0 | 0 | 0 | 0 | 0 | 0 | 0 | 0 | 0 | 0 | 0 | 0 | 0 | 0 | 0 | 0 | 0 | 0 | 0 | 0 | 0 | 0 | 0 | 0 | 0 | 0 | 0 | 0 | 0 | 0 | 0 | 0 | 0 | 0 | 0 | 0 | 0 | 0 | 0 | 0 | 0 | 0 | 0 | 0 | 0 | 0 | 0 | 0 | 0 | 0 | 0 | 0 | 0 | 0 | 0 | 0 | [23 empty] | 0 |  | 0
2085 | 0 | 0 | 0 | 0 | 0 | 0 | 0 | 0 | 0 | 0 | 0 | 0 | 0 | 0 | 0 | 0 | 0 | 0 | 0 | 0 | 0 | 0 | 0 | 0 | 0 | 0 | 0 | 0 | 0 | 0 | 0 | 0 | 0 | 0 | 0 | 0 | 0 | 0 | 0 | 0 | 0 | 0 | 0 | 0 | 0 | 0 | 0 | 0 | 0 | 0 | 0 | 0 | 0 | 0 | 0 | 0 | 0 | 0 | 0 | 0 | [22 empty] | 0 |  | 0
2086 | 0 | 0 | 0 | 0 | 0 | 0 | 0 | 0 | 0 | 0 | 0 | 0 | 0 | 0 | 0 | 0 | 0 | 0 | 0 | 0 | 0 | 0 | 0 | 0 | 0 | 0 | 0 | 0 | 0 | 0 | 0 | 0 | 0 | 0 | 0 | 0 | 0 | 0 | 0 | 0 | 0 | 0 | 0 | 0 | 0 | 0 | 0 | 0 | 0 | 0 | 0 | 0 | 0 | 0 | 0 | 0 | 0 | 0 | 0 | 0 | 0 | [21 empty] | 0 |  | 0
2087 | 0 | 0 | 0 | 0 | 0 | 0 | 0 | 0 | 0 | 0 | 0 | 0 | 0 | 0 | 0 | 0 | 0 | 0 | 0 | 0 | 0 | 0 | 0 | 0 | 0 | 0 | 0 | 0 | 0 | 0 | 0 | 0 | 0 | 0 | 0 | 0 | 0 | 0 | 0 | 0 | 0 | 0 | 0 | 0 | 0 | 0 | 0 | 0 | 0 | 0 | 0 | 0 | 0 | 0 | 0 | 0 | 0 | 0 | 0 | 0 | 0 | 0 | [20 empty] | 0 |  | 0
2088 | 0 | 0 | 0 | 0 | 0 | 0 | 0 | 0 | 0 | 0 | 0 | 0 | 0 | 0 | 0 | 0 | 0 | 0 | 0 | 0 | 0 | 0 | 0 | 0 | 0 | 0 | 0 | 0 | 0 | 0 | 0 | 0 | 0 | 0 | 0 | 0 | 0 | 0 | 0 | 0 | 0 | 0 | 0 | 0 | 0 | 0 | 0 | 0 | 0 | 0 | 0 | 0 | 0 | 0 | 0 | 0 | 0 | 0 | 0 | 0 | 0 | 0 | 0 | [19 empty] | 0 |  | 0
2089 | 0 | 0 | 0 | 0 | 0 | 0 | 0 | 0 | 0 | 0 | 0 | 0 | 0 | 0 | 0 | 0 | 0 | 0 | 0 | 0 | 0 | 0 | 0 | 0 | 0 | 0 | 0 | 0 | 0 | 0 | 0 | 0 | 0 | 0 | 0 | 0 | 0 | 0 | 0 | 0 | 0 | 0 | 0 | 0 | 0 | 0 | 0 | 0 | 0 | 0 | 0 | 0 | 0 | 0 | 0 | 0 | 0 | 0 | 0 | 0 | 0 | 0 | 0 | 0 | [18 empty] | 0 |  | 0
2090 | 0 | 0 | 0 | 0 | 0 | 0 | 0 | 0 | 0 | 0 | 0 | 0 | 0 | 0 | 0 | 0 | 0 | 0 | 0 | 0 | 0 | 0 | 0 | 0 | 0 | 0 | 0 | 0 | 0 | 0 | 0 | 0 | 0 | 0 | 0 | 0 | 0 | 0 | 0 | 0 | 0 | 0 | 0 | 0 | 0 | 0 | 0 | 0 | 0 | 0 | 0 | 0 | 0 | 0 | 0 | 0 | 0 | 0 | 0 | 0 | 0 | 0 | 0 | 0 | 0 | [17 empty] | 0 |  | 0
2091 | 0 | 0 | 0 | 0 | 0 | 0 | 0 | 0 | 0 | 0 | 0 | 0 | 0 | 0 | 0 | 0 | 0 | 0 | 0 | 0 | 0 | 0 | 0 | 0 | 0 | 0 | 0 | 0 | 0 | 0 | 0 | 0 | 0 | 0 | 0 | 0 | 0 | 0 | 0 | 0 | 0 | 0 | 0 | 0 | 0 | 0 | 0 | 0 | 0 | 0 | 0 | 0 | 0 | 0 | 0 | 0 | 0 | 0 | 0 | 0 | 0 | 0 | 0 | 0 | 0 | 0 | [16 empty] | 0 |  | 0
2092 | 0 | 0 | 0 | 0 | 0 | 0 | 0 | 0 | 0 | 0 | 0 | 0 | 0 | 0 | 0 | 0 | 0 | 0 | 0 | 0 | 0 | 0 | 0 | 0 | 0 | 0 | 0 | 0 | 0 | 0 | 0 | 0 | 0 | 0 | 0 | 0 | 0 | 0 | 0 | 0 | 0 | 0 | 0 | 0 | 0 | 0 | 0 | 0 | 0 | 0 | 0 | 0 | 0 | 0 | 0 | 0 | 0 | 0 | 0 | 0 | 0 | 0 | 0 | 0 | 0 | 0 | 0 | [15 empty] | 0 |  | 0
2093 | 0 | 0 | 0 | 0 | 0 | 0 | 0 | 0 | 0 | 0 | 0 | 0 | 0 | 0 | 0 | 0 | 0 | 0 | 0 | 0 | 0 | 0 | 0 | 0 | 0 | 0 | 0 | 0 | 0 | 0 | 0 | 0 | 0 | 0 | 0 | 0 | 0 | 0 | 0 | 0 | 0 | 0 | 0 | 0 | 0 | 0 | 0 | 0 | 0 | 0 | 0 | 0 | 0 | 0 | 0 | 0 | 0 | 0 | 0 | 0 | 0 | 0 | 0 | 0 | 0 | 0 | 0 | 0 | [14 empty] | 0 |  | 0
2094 | 0 | 0 | 0 | 0 | 0 | 0 | 0 | 0 | 0 | 0 | 0 | 0 | 0 | 0 | 0 | 0 | 0 | 0 | 0 | 0 | 0 | 0 | 0 | 0 | 0 | 0 | 0 | 0 | 0 | 0 | 0 | 0 | 0 | 0 | 0 | 0 | 0 | 0 | 0 | 0 | 0 | 0 | 0 | 0 | 0 | 0 | 0 | 0 | 0 | 0 | 0 | 0 | 0 | 0 | 0 | 0 | 0 | 0 | 0 | 0 | 0 | 0 | 0 | 0 | 0 | 0 | 0 | 0 | 0 | [13 empty] | 0 |  | 0
2095 | 0 | 0 | 0 | 0 | 0 | 0 | 0 | 0 | 0 | 0 | 0 | 0 | 0 | 0 | 0 | 0 | 0 | 0 | 0 | 0 | 0 | 0 | 0 | 0 | 0 | 0 | 0 | 0 | 0 | 0 | 0 | 0 | 0 | 0 | 0 | 0 | 0 | 0 | 0 | 0 | 0 | 0 | 0 | 0 | 0 | 0 | 0 | 0 | 0 | 0 | 0 | 0 | 0 | 0 | 0 | 0 | 0 | 0 | 0 | 0 | 0 | 0 | 0 | 0 | 0 | 0 | 0 | 0 | 0 | 0 | [12 empty] | 0 |  | 0
2096 | 0 | 0 | 0 | 0 | 0 | 0 | 0 | 0 | 0 | 0 | 0 | 0 | 0 | 0 | 0 | 0 | 0 | 0 | 0 | 0 | 0 | 0 | 0 | 0 | 0 | 0 | 0 | 0 | 0 | 0 | 0 | 0 | 0 | 0 | 0 | 0 | 0 | 0 | 0 | 0 | 0 | 0 | 0 | 0 | 0 | 0 | 0 | 0 | 0 | 0 | 0 | 0 | 0 | 0 | 0 | 0 | 0 | 0 | 0 | 0 | 0 | 0 | 0 | 0 | 0 | 0 | 0 | 0 | 0 | 0 | 0 | [11 empty] | 0 |  | 0
2097 | 0 | 0 | 0 | 0 | 0 | 0 | 0 | 0 | 0 | 0 | 0 | 0 | 0 | 0 | 0 | 0 | 0 | 0 | 0 | 0 | 0 | 0 | 0 | 0 | 0 | 0 | 0 | 0 | 0 | 0 | 0 | 0 | 0 | 0 | 0 | 0 | 0 | 0 | 0 | 0 | 0 | 0 | 0 | 0 | 0 | 0 | 0 | 0 | 0 | 0 | 0 | 0 | 0 | 0 | 0 | 0 | 0 | 0 | 0 | 0 | 0 | 0 | 0 | 0 | 0 | 0 | 0 | 0 | 0 | 0 | 0 | 0 | [10 empty] | 0 |  | 0
2098 | 0 | 0 | 0 | 0 | 0 | 0 | 0 | 0 | 0 | 0 | 0 | 0 | 0 | 0 | 0 | 0 | 0 | 0 | 0 | 0 | 0 | 0 | 0 | 0 | 0 | 0 | 0 | 0 | 0 | 0 | 0 | 0 | 0 | 0 | 0 | 0 | 0 | 0 | 0 | 0 | 0 | 0 | 0 | 0 | 0 | 0 | 0 | 0 | 0 | 0 | 0 | 0 | 0 | 0 | 0 | 0 | 0 | 0 | 0 | 0 | 0 | 0 | 0 | 0 | 0 | 0 | 0 | 0 | 0 | 0 | 0 | 0 | 0 | [9 empty] | 0 |  | 0
2099 | 0 | 0 | 0 | 0 | 0 | 0 | 0 | 0 | 0 | 0 | 0 | 0 | 0 | 0 | 0 | 0 | 0 | 0 | 0 | 0 | 0 | 0 | 0 | 0 | 0 | 0 | 0 | 0 | 0 | 0 | 0 | 0 | 0 | 0 | 0 | 0 | 0 | 0 | 0 | 0 | 0 | 0 | 0 | 0 | 0 | 0 | 0 | 0 | 0 | 0 | 0 | 0 | 0 | 0 | 0 | 0 | 0 | 0 | 0 | 0 | 0 | 0 | 0 | 0 | 0 | 0 | 0 | 0 | 0 | 0 | 0 | 0 | 0 | 0 | [8 empty] | 0 |  | 0
2100 | 0 | 0 | 0 | 0 | 0 | 0 | 0 | 0 | 0 | 0 | 0 | 0 | 0 | 0 | 0 | 0 | 0 | 0 | 0 | 0 | 0 | 0 | 0 | 0 | 0 | 0 | 0 | 0 | 0 | 0 | 0 | 0 | 0 | 0 | 0 | 0 | 0 | 0 | 0 | 0 | 0 | 0 | 0 | 0 | 0 | 0 | 0 | 0 | 0 | 0 | 0 | 0 | 0 | 0 | 0 | 0 | 0 | 0 | 0 | 0 | 0 | 0 | 0 | 0 | 0 | 0 | 0 | 0 | 0 | 0 | 0 | 0 | 0 | 0 | 0 | [7 empty] | 0 |  | 0
2101 | 0 | 0 | 0 | 0 | 0 | 0 | 0 | 0 | 0 | 0 | 0 | 0 | 0 | 0 | 0 | 0 | 0 | 0 | 0 | 0 | 0 | 0 | 0 | 0 | 0 | 0 | 0 | 0 | 0 | 0 | 0 | 0 | 0 | 0 | 0 | 0 | 0 | 0 | 0 | 0 | 0 | 0 | 0 | 0 | 0 | 0 | 0 | 0 | 0 | 0 | 0 | 0 | 0 | 0 | 0 | 0 | 0 | 0 | 0 | 0 | 0 | 0 | 0 | 0 | 0 | 0 | 0 | 0 | 0 | 0 | 0 | 0 | 0 | 0 | 0 | 0 | [6 empty] | 0 |  | 0
2102 | 0 | 0 | 0 | 0 | 0 | 0 | 0 | 0 | 0 | 0 | 0 | 0 | 0 | 0 | 0 | 0 | 0 | 0 | 0 | 0 | 0 | 0 | 0 | 0 | 0 | 0 | 0 | 0 | 0 | 0 | 0 | 0 | 0 | 0 | 0 | 0 | 0 | 0 | 0 | 0 | 0 | 0 | 0 | 0 | 0 | 0 | 0 | 0 | 0 | 0 | 0 | 0 | 0 | 0 | 0 | 0 | 0 | 0 | 0 | 0 | 0 | 0 | 0 | 0 | 0 | 0 | 0 | 0 | 0 | 0 | 0 | 0 | 0 | 0 | 0 | 0 | 0 | [5 empty] | 0 |  | 0
2103 | 0 | 0 | 0 | 0 | 0 | 0 | 0 | 0 | 0 | 0 | 0 | 0 | 0 | 0 | 0 | 0 | 0 | 0 | 0 | 0 | 0 | 0 | 0 | 0 | 0 | 0 | 0 | 0 | 0 | 0 | 0 | 0 | 0 | 0 | 0 | 0 | 0 | 0 | 0 | 0 | 0 | 0 | 0 | 0 | 0 | 0 | 0 | 0 | 0 | 0 | 0 | 0 | 0 | 0 | 0 | 0 | 0 | 0 | 0 | 0 | 0 | 0 | 0 | 0 | 0 | 0 | 0 | 0 | 0 | 0 | 0 | 0 | 0 | 0 | 0 | 0 | 0 | 0 |  |  |  |  | 0 |  | 0
2104 | 0 | 0 | 0 | 0 | 0 | 0 | 0 | 0 | 0 | 0 | 0 | 0 | 0 | 0 | 0 | 0 | 0 | 0 | 0 | 0 | 0 | 0 | 0 | 0 | 0 | 0 | 0 | 0 | 0 | 0 | 0 | 0 | 0 | 0 | 0 | 0 | 0 | 0 | 0 | 0 | 0 | 0 | 0 | 0 | 0 | 0 | 0 | 0 | 0 | 0 | 0 | 0 | 0 | 0 | 0 | 0 | 0 | 0 | 0 | 0 | 0 | 0 | 0 | 0 | 0 | 0 | 0 | 0 | 0 | 0 | 0 | 0 | 0 | 0 | 0 | 0 | 0 | 0 | 0 |  |  |  | 0 |  | 0
2105 | 0 | 0 | 0 | 0 | 0 | 0 | 0 | 0 | 0 | 0 | 0 | 0 | 0 | 0 | 0 | 0 | 0 | 0 | 0 | 0 | 0 | 0 | 0 | 0 | 0 | 0 | 0 | 0 | 0 | 0 | 0 | 0 | 0 | 0 | 0 | 0 | 0 | 0 | 0 | 0 | 0 | 0 | 0 | 0 | 0 | 0 | 0 | 0 | 0 | 0 | 0 | 0 | 0 | 0 | 0 | 0 | 0 | 0 | 0 | 0 | 0 | 0 | 0 | 0 | 0 | 0 | 0 | 0 | 0 | 0 | 0 | 0 | 0 | 0 | 0 | 0 | 0 | 0 | 0 | 0 |  |  | 0 |  | 0
2106 | 0 | 0 | 0 | 0 | 0 | 0 | 0 | 0 | 0 | 0 | 0 | 0 | 0 | 0 | 0 | 0 | 0 | 0 | 0 | 0 | 0 | 0 | 0 | 0 | 0 | 0 | 0 | 0 | 0 | 0 | 0 | 0 | 0 | 0 | 0 | 0 | 0 | 0 | 0 | 0 | 0 | 0 | 0 | 0 | 0 | 0 | 0 | 0 | 0 | 0 | 0 | 0 | 0 | 0 | 0 | 0 | 0 | 0 | 0 | 0 | 0 | 0 | 0 | 0 | 0 | 0 | 0 | 0 | 0 | 0 | 0 | 0 | 0 | 0 | 0 | 0 | 0 | 0 | 0 | 0 | 0 |  | 0 |  | 0
2107 | 0 | 0 | 0 | 0 | 0 | 0 | 0 | 0 | 0 | 0 | 0 | 0 | 0 | 0 | 0 | 0 | 0 | 0 | 0 | 0 | 0 | 0 | 0 | 0 | 0 | 0 | 0 | 0 | 0 | 0 | 0 | 0 | 0 | 0 | 0 | 0 | 0 | 0 | 0 | 0 | 0 | 0 | 0 | 0 | 0 | 0 | 0 | 0 | 0 | 0 | 0 | 0 | 0 | 0 | 0 | 0 | 0 | 0 | 0 | 0 | 0 | 0 | 0 | 0 | 0 | 0 | 0 | 0 | 0 | 0 | 0 | 0 | 0 | 0 | 0 | 0 | 0 | 0 | 0 | 0 | 0 | 0 | 0 |  | 0
Total | 273.8125 | 0 | 0 | 0 | 0 | 0 | 0 | 0 | 0 | 0 | 0 | 0 | 0 | 0 | 0 | 0 | 0 | 0 | 0 | 0 | 0 | 0 | 0 | 0 | 0 | 0 | 0 | 0 | 0 | 0 | 0 | 0 | 0 | 0 | 0 | 0 | 0 | 0 | 0 | 0 | 0 | 0 | 0 | 0 | 0 | 0 | 0 | 0 | 0 | 0 | 0 | 0 | 0 | 0 | 0 | 0 | 0 | 0 | 0 | 0 | 0 | 0 | 0 | 0 | 0 | 0 | 0 | 0 | 0 | 0 | 0 | 0 | 0 | 0 | 0 | 0 | 0 | 0 | 0 | 0 | 0 | 0 | 0 | 0 | 0
SUNCOST |  | 0 | 0 | 0 | 0 | 0 | 0 | 0 | 0 | 0 | 0 | 0 | 0 | 0 | 0 | 0 | 0 | 0 | 0 | 0 | 0 | 0 | 0 | 0 | 0 | 0 | 0 | 0 | 0 | 0 | 0 | 0 | 0 | 0 | 0 | 0 | 0 | 0 | 0 | 0 | 0 | 0 | 0 | 0 | 0 | 0 | 0 | 0 | 0 | 0 | 0 | 0 | 0 | 0 | 0 | 0 | 0 | 0 | 0 | 0 | 0 | 0 | 0 | 0 | 0 | 0 | 0 | 0 | 0 | 0 | 0 | 0 | 0 | 0 | 0 | 0 | 0 | 0 | 0 | 0 | 0 | 0
NPV SUNK COST
2027 |  | 0 | 0 | 0 | 0 | 0 | 0 | 0 | 0 | 0 | 0 | 0 | 0 | 0 | 0 | 0 | 0 | 0 | 0 | 0 | 0 | 0 | 0 | 0 | 0 | 0 | 0 | 0 | 0 | 0 | 0 | 0 | 0 | 0 | 0 | 0 | 0 | 0 | 0 | 0 | 0 | 0 | 0 | 0 | 0 | 0 | 0 | 0 | 0 | 0 | 0 | 0 | 0 | 0 | 0 | 0 | 0 | 0 | 0 | 0 | 0 | 0 | 0 | 0 | 0 | 0 | 0 | 0 | 0 | 0 | 0 | 0 | 0 | 0 | 0 | 0 | 0 | 0 | 0 | 0 | 0 | 0 | 0
2028 |  | 0 | 0 | 0 | 0 | 0 | 0 | 0 | 0 | 0 | 0 | 0 | 0 | 0 | 0 | 0 | 0 | 0 | 0 | 0 | 0 | 0 | 0 | 0 | 0 | 0 | 0 | 0 | 0 | 0 | 0 | 0 | 0 | 0 | 0 | 0 | 0 | 0 | 0 | 0 | 0 | 0 | 0 | 0 | 0 | 0 | 0 | 0 | 0 | 0 | 0 | 0 | 0 | 0 | 0 | 0 | 0 | 0 | 0 | 0 | 0 | 0 | 0 | 0 | 0 | 0 | 0 | 0 | 0 | 0 | 0 | 0 | 0 | 0 | 0 | 0 | 0 | 0 | 0 | 0 | 0 | 0 | 0
2029 |  | 0 | 0 | 0 | 0 | 0 | 0 | 0 | 0 | 0 | 0 | 0 | 0 | 0 | 0 | 0 | 0 | 0 | 0 | 0 | 0 | 0 | 0 | 0 | 0 | 0 | 0 | 0 | 0 | 0 | 0 | 0 | 0 | 0 | 0 | 0 | 0 | 0 | 0 | 0 | 0 | 0 | 0 | 0 | 0 | 0 | 0 | 0 | 0 | 0 | 0 | 0 | 0 | 0 | 0 | 0 | 0 | 0 | 0 | 0 | 0 | 0 | 0 | 0 | 0 | 0 | 0 | 0 | 0 | 0 | 0 | 0 | 0 | 0 | 0 | 0 | 0 | 0 | 0 | 0 | 0 | 0 | 0
2030 |  | 0 | 0 | 0 | 0 | 0 | 0 | 0 | 0 | 0 | 0 | 0 | 0 | 0 | 0 | 0 | 0 | 0 | 0 | 0 | 0 | 0 | 0 | 0 | 0 | 0 | 0 | 0 | 0 | 0 | 0 | 0 | 0 | 0 | 0 | 0 | 0 | 0 | 0 | 0 | 0 | 0 | 0 | 0 | 0 | 0 | 0 | 0 | 0 | 0 | 0 | 0 | 0 | 0 | 0 | 0 | 0 | 0 | 0 | 0 | 0 | 0 | 0 | 0 | 0 | 0 | 0 | 0 | 0 | 0 | 0 | 0 | 0 | 0 | 0 | 0 | 0 | 0 | 0 | 0 | 0 | 0 | 0
2031 |  | 0 | 0 | 0 | 0 | 0 | 0 | 0 | 0 | 0 | 0 | 0 | 0 | 0 | 0 | 0 | 0 | 0 | 0 | 0 | 0 | 0 | 0 | 0 | 0 | 0 | 0 | 0 | 0 | 0 | 0 | 0 | 0 | 0 | 0 | 0 | 0 | 0 | 0 | 0 | 0 | 0 | 0 | 0 | 0 | 0 | 0 | 0 | 0 | 0 | 0 | 0 | 0 | 0 | 0 | 0 | 0 | 0 | 0 | 0 | 0 | 0 | 0 | 0 | 0 | 0 | 0 | 0 | 0 | 0 | 0 | 0 | 0 | 0 | 0 | 0 | 0 | 0 | 0 | 0 | 0 | 0 | 0
2032 |  | 0 | 0 | 0 | 0 | 0 | 0 | 0 | 0 | 0 | 0 | 0 | 0 | 0 | 0 | 0 | 0 | 0 | 0 | 0 | 0 | 0 | 0 | 0 | 0 | 0 | 0 | 0 | 0 | 0 | 0 | 0 | 0 | 0 | 0 | 0 | 0 | 0 | 0 | 0 | 0 | 0 | 0 | 0 | 0 | 0 | 0 | 0 | 0 | 0 | 0 | 0 | 0 | 0 | 0 | 0 | 0 | 0 | 0 | 0 | 0 | 0 | 0 | 0 | 0 | 0 | 0 | 0 | 0 | 0 | 0 | 0 | 0 | 0 | 0 | 0 | 0 | 0 | 0 | 0 | 0 | 0 | 0
2033 |  | 0 | 0 | 0 | 0 | 0 | 0 | 0 | 0 | 0 | 0 | 0 | 0 | 0 | 0 | 0 | 0 | 0 | 0 | 0 | 0 | 0 | 0 | 0 | 0 | 0 | 0 | 0 | 0 | 0 | 0 | 0 | 0 | 0 | 0 | 0 | 0 | 0 | 0 | 0 | 0 | 0 | 0 | 0 | 0 | 0 | 0 | 0 | 0 | 0 | 0 | 0 | 0 | 0 | 0 | 0 | 0 | 0 | 0 | 0 | 0 | 0 | 0 | 0 | 0 | 0 | 0 | 0 | 0 | 0 | 0 | 0 | 0 | 0 | 0 | 0 | 0 | 0 | 0 | 0 | 0 | 0 | 0
2034 |  | 0 | 0 | 0 | 0 | 0 | 0 | 0 | 0 | 0 | 0 | 0 | 0 | 0 | 0 | 0 | 0 | 0 | 0 | 0 | 0 | 0 | 0 | 0 | 0 | 0 | 0 | 0 | 0 | 0 | 0 | 0 | 0 | 0 | 0 | 0 | 0 | 0 | 0 | 0 | 0 | 0 | 0 | 0 | 0 | 0 | 0 | 0 | 0 | 0 | 0 | 0 | 0 | 0 | 0 | 0 | 0 | 0 | 0 | 0 | 0 | 0 | 0 | 0 | 0 | 0 | 0 | 0 | 0 | 0 | 0 | 0 | 0 | 0 | 0 | 0 | 0 | 0 | 0 | 0 | 0 | 0 | 0
2035 |  | 0 | 0 | 0 | 0 | 0 | 0 | 0 | 0 | 0 | 0 | 0 | 0 | 0 | 0 | 0 | 0 | 0 | 0 | 0 | 0 | 0 | 0 | 0 | 0 | 0 | 0 | 0 | 0 | 0 | 0 | 0 | 0 | 0 | 0 | 0 | 0 | 0 | 0 | 0 | 0 | 0 | 0 | 0 | 0 | 0 | 0 | 0 | 0 | 0 | 0 | 0 | 0 | 0 | 0 | 0 | 0 | 0 | 0 | 0 | 0 | 0 | 0 | 0 | 0 | 0 | 0 | 0 | 0 | 0 | 0 | 0 | 0 | 0 | 0 | 0 | 0 | 0 | 0 | 0 | 0 | 0 | 0
2036 |  | 0 | 0 | 0 | 0 | 0 | 0 | 0 | 0 | 0 | 0 | 0 | 0 | 0 | 0 | 0 | 0 | 0 | 0 | 0 | 0 | 0 | 0 | 0 | 0 | 0 | 0 | 0 | 0 | 0 | 0 | 0 | 0 | 0 | 0 | 0 | 0 | 0 | 0 | 0 | 0 | 0 | 0 | 0 | 0 | 0 | 0 | 0 | 0 | 0 | 0 | 0 | 0 | 0 | 0 | 0 | 0 | 0 | 0 | 0 | 0 | 0 | 0 | 0 | 0 | 0 | 0 | 0 | 0 | 0 | 0 | 0 | 0 | 0 | 0 | 0 | 0 | 0 | 0 | 0 | 0 | 0 | 0
2037 |  | 0 | 0 | 0 | 0 | 0 | 0 | 0 | 0 | 0 | 0 | 0 | 0 | 0 | 0 | 0 | 0 | 0 | 0 | 0 | 0 | 0 | 0 | 0 | 0 | 0 | 0 | 0 | 0 | 0 | 0 | 0 | 0 | 0 | 0 | 0 | 0 | 0 | 0 | 0 | 0 | 0 | 0 | 0 | 0 | 0 | 0 | 0 | 0 | 0 | 0 | 0 | 0 | 0 | 0 | 0 | 0 | 0 | 0 | 0 | 0 | 0 | 0 | 0 | 0 | 0 | 0 | 0 | 0 | 0 | 0 | 0 | 0 | 0 | 0 | 0 | 0 | 0 | 0 | 0 | 0 | 0 | 0
2038 |  | 0 | 0 | 0 | 0 | 0 | 0 | 0 | 0 | 0 | 0 | 0 | 0 | 0 | 0 | 0 | 0 | 0 | 0 | 0 | 0 | 0 | 0 | 0 | 0 | 0 | 0 | 0 | 0 | 0 | 0 | 0 | 0 | 0 | 0 | 0 | 0 | 0 | 0 | 0 | 0 | 0 | 0 | 0 | 0 | 0 | 0 | 0 | 0 | 0 | 0 | 0 | 0 | 0 | 0 | 0 | 0 | 0 | 0 | 0 | 0 | 0 | 0 | 0 | 0 | 0 | 0 | 0 | 0 | 0 | 0 | 0 | 0 | 0 | 0 | 0 | 0 | 0 | 0 | 0 | 0 | 0 | 0
2039 |  | 0 | 0 | 0 | 0 | 0 | 0 | 0 | 0 | 0 | 0 | 0 | 0 | 0 | 0 | 0 | 0 | 0 | 0 | 0 | 0 | 0 | 0 | 0 | 0 | 0 | 0 | 0 | 0 | 0 | 0 | 0 | 0 | 0 | 0 | 0 | 0 | 0 | 0 | 0 | 0 | 0 | 0 | 0 | 0 | 0 | 0 | 0 | 0 | 0 | 0 | 0 | 0 | 0 | 0 | 0 | 0 | 0 | 0 | 0 | 0 | 0 | 0 | 0 | 0 | 0 | 0 | 0 | 0 | 0 | 0 | 0 | 0 | 0 | 0 | 0 | 0 | 0 | 0 | 0 | 0 | 0 | 0
2040 |  | 0 | 0 | 0 | 0 | 0 | 0 | 0 | 0 | 0 | 0 | 0 | 0 | 0 | 0 | 0 | 0 | 0 | 0 | 0 | 0 | 0 | 0 | 0 | 0 | 0 | 0 | 0 | 0 | 0 | 0 | 0 | 0 | 0 | 0 | 0 | 0 | 0 | 0 | 0 | 0 | 0 | 0 | 0 | 0 | 0 | 0 | 0 | 0 | 0 | 0 | 0 | 0 | 0 | 0 | 0 | 0 | 0 | 0 | 0 | 0 | 0 | 0 | 0 | 0 | 0 | 0 | 0 | 0 | 0 | 0 | 0 | 0 | 0 | 0 | 0 | 0 | 0 | 0 | 0 | 0 | 0 | 0
2041 |  | 0 | 0 | 0 | 0 | 0 | 0 | 0 | 0 | 0 | 0 | 0 | 0 | 0 | 0 | 0 | 0 | 0 | 0 | 0 | 0 | 0 | 0 | 0 | 0 | 0 | 0 | 0 | 0 | 0 | 0 | 0 | 0 | 0 | 0 | 0 | 0 | 0 | 0 | 0 | 0 | 0 | 0 | 0 | 0 | 0 | 0 | 0 | 0 | 0 | 0 | 0 | 0 | 0 | 0 | 0 | 0 | 0 | 0 | 0 | 0 | 0 | 0 | 0 | 0 | 0 | 0 | 0 | 0 | 0 | 0 | 0 | 0 | 0 | 0 | 0 | 0 | 0 | 0 | 0 | 0 | 0 | 0
2042 |  | 0 | 0 | 0 | 0 | 0 | 0 | 0 | 0 | 0 | 0 | 0 | 0 | 0 | 0 | 0 | 0 | 0 | 0 | 0 | 0 | 0 | 0 | 0 | 0 | 0 | 0 | 0 | 0 | 0 | 0 | 0 | 0 | 0 | 0 | 0 | 0 | 0 | 0 | 0 | 0 | 0 | 0 | 0 | 0 | 0 | 0 | 0 | 0 | 0 | 0 | 0 | 0 | 0 | 0 | 0 | 0 | 0 | 0 | 0 | 0 | 0 | 0 | 0 | 0 | 0 | 0 | 0 | 0 | 0 | 0 | 0 | 0 | 0 | 0 | 0 | 0 | 0 | 0 | 0 | 0 | 0 | 0
2043 |  | 0 | 0 | 0 | 0 | 0 | 0 | 0 | 0 | 0 | 0 | 0 | 0 | 0 | 0 | 0 | 0 | 0 | 0 | 0 | 0 | 0 | 0 | 0 | 0 | 0 | 0 | 0 | 0 | 0 | 0 | 0 | 0 | 0 | 0 | 0 | 0 | 0 | 0 | 0 | 0 | 0 | 0 | 0 | 0 | 0 | 0 | 0 | 0 | 0 | 0 | 0 | 0 | 0 | 0 | 0 | 0 | 0 | 0 | 0 | 0 | 0 | 0 | 0 | 0 | 0 | 0 | 0 | 0 | 0 | 0 | 0 | 0 | 0 | 0 | 0 | 0 | 0 | 0 | 0 | 0 | 0 | 0
2044 |  | 0 | 0 | 0 | 0 | 0 | 0 | 0 | 0 | 0 | 0 | 0 | 0 | 0 | 0 | 0 | 0 | 0 | 0 | 0 | 0 | 0 | 0 | 0 | 0 | 0 | 0 | 0 | 0 | 0 | 0 | 0 | 0 | 0 | 0 | 0 | 0 | 0 | 0 | 0 | 0 | 0 | 0 | 0 | 0 | 0 | 0 | 0 | 0 | 0 | 0 | 0 | 0 | 0 | 0 | 0 | 0 | 0 | 0 | 0 | 0 | 0 | 0 | 0 | 0 | 0 | 0 | 0 | 0 | 0 | 0 | 0 | 0 | 0 | 0 | 0 | 0 | 0 | 0 | 0 | 0 | 0 | 0
2045 |  | 0 | 0 | 0 | 0 | 0 | 0 | 0 | 0 | 0 | 0 | 0 | 0 | 0 | 0 | 0 | 0 | 0 | 0 | 0 | 0 | 0 | 0 | 0 | 0 | 0 | 0 | 0 | 0 | 0 | 0 | 0 | 0 | 0 | 0 | 0 | 0 | 0 | 0 | 0 | 0 | 0 | 0 | 0 | 0 | 0 | 0 | 0 | 0 | 0 | 0 | 0 | 0 | 0 | 0 | 0 | 0 | 0 | 0 | 0 | 0 | 0 | 0 | 0 | 0 | 0 | 0 | 0 | 0 | 0 | 0 | 0 | 0 | 0 | 0 | 0 | 0 | 0 | 0 | 0 | 0 | 0 | 0
2046 |  | 0 | 0 | 0 | 0 | 0 | 0 | 0 | 0 | 0 | 0 | 0 | 0 | 0 | 0 | 0 | 0 | 0 | 0 | 0 | 0 | 0 | 0 | 0 | 0 | 0 | 0 | 0 | 0 | 0 | 0 | 0 | 0 | 0 | 0 | 0 | 0 | 0 | 0 | 0 | 0 | 0 | 0 | 0 | 0 | 0 | 0 | 0 | 0 | 0 | 0 | 0 | 0 | 0 | 0 | 0 | 0 | 0 | 0 | 0 | 0 | 0 | 0 | 0 | 0 | 0 | 0 | 0 | 0 | 0 | 0 | 0 | 0 | 0 | 0 | 0 | 0 | 0 | 0 | 0 | 0 | 0 | 0
2047 |  | 0 | 0 | 0 | 0 | 0 | 0 | 0 | 0 | 0 | 0 | 0 | 0 | 0 | 0 | 0 | 0 | 0 | 0 | 0 | 0 | 0 | 0 | 0 | 0 | 0 | 0 | 0 | 0 | 0 | 0 | 0 | 0 | 0 | 0 | 0 | 0 | 0 | 0 | 0 | 0 | 0 | 0 | 0 | 0 | 0 | 0 | 0 | 0 | 0 | 0 | 0 | 0 | 0 | 0 | 0 | 0 | 0 | 0 | 0 | 0 | 0 | 0 | 0 | 0 | 0 | 0 | 0 | 0 | 0 | 0 | 0 | 0 | 0 | 0 | 0 | 0 | 0 | 0 | 0 | 0 | 0 | 0
2048 |  | 0 | 0 | 0 | 0 | 0 | 0 | 0 | 0 | 0 | 0 | 0 | 0 | 0 | 0 | 0 | 0 | 0 | 0 | 0 | 0 | 0 | 0 | 0 | 0 | 0 | 0 | 0 | 0 | 0 | 0 | 0 | 0 | 0 | 0 | 0 | 0 | 0 | 0 | 0 | 0 | 0 | 0 | 0 | 0 | 0 | 0 | 0 | 0 | 0 | 0 | 0 | 0 | 0 | 0 | 0 | 0 | 0 | 0 | 0 | 0 | 0 | 0 | 0 | 0 | 0 | 0 | 0 | 0 | 0 | 0 | 0 | 0 | 0 | 0 | 0 | 0 | 0 | 0 | 0 | 0 | 0 | 0
2049 |  | 0 | 0 | 0 | 0 | 0 | 0 | 0 | 0 | 0 | 0 | 0 | 0 | 0 | 0 | 0 | 0 | 0 | 0 | 0 | 0 | 0 | 0 | 0 | 0 | 0 | 0 | 0 | 0 | 0 | 0 | 0 | 0 | 0 | 0 | 0 | 0 | 0 | 0 | 0 | 0 | 0 | 0 | 0 | 0 | 0 | 0 | 0 | 0 | 0 | 0 | 0 | 0 | 0 | 0 | 0 | 0 | 0 | 0 | 0 | 0 | 0 | 0 | 0 | 0 | 0 | 0 | 0 | 0 | 0 | 0 | 0 | 0 | 0 | 0 | 0 | 0 | 0 | 0 | 0 | 0 | 0 | 0
2050 |  | 0 | 0 | 0 | 0 | 0 | 0 | 0 | 0 | 0 | 0 | 0 | 0 | 0 | 0 | 0 | 0 | 0 | 0 | 0 | 0 | 0 | 0 | 0 | 0 | 0 | 0 | 0 | 0 | 0 | 0 | 0 | 0 | 0 | 0 | 0 | 0 | 0 | 0 | 0 | 0 | 0 | 0 | 0 | 0 | 0 | 0 | 0 | 0 | 0 | 0 | 0 | 0 | 0 | 0 | 0 | 0 | 0 | 0 | 0 | 0 | 0 | 0 | 0 | 0 | 0 | 0 | 0 | 0 | 0 | 0 | 0 | 0 | 0 | 0 | 0 | 0 | 0 | 0 | 0 | 0 | 0 | 0
2051 |  | 0 | 0 | 0 | 0 | 0 | 0 | 0 | 0 | 0 | 0 | 0 | 0 | 0 | 0 | 0 | 0 | 0 | 0 | 0 | 0 | 0 | 0 | 0 | 0 | 0 | 0 | 0 | 0 | 0 | 0 | 0 | 0 | 0 | 0 | 0 | 0 | 0 | 0 | 0 | 0 | 0 | 0 | 0 | 0 | 0 | 0 | 0 | 0 | 0 | 0 | 0 | 0 | 0 | 0 | 0 | 0 | 0 | 0 | 0 | 0 | 0 | 0 | 0 | 0 | 0 | 0 | 0 | 0 | 0 | 0 | 0 | 0 | 0 | 0 | 0 | 0 | 0 | 0 | 0 | 0 | 0 | 0
2052 |  | 0 | 0 | 0 | 0 | 0 | 0 | 0 | 0 | 0 | 0 | 0 | 0 | 0 | 0 | 0 | 0 | 0 | 0 | 0 | 0 | 0 | 0 | 0 | 0 | 0 | 0 | 0 | 0 | 0 | 0 | 0 | 0 | 0 | 0 | 0 | 0 | 0 | 0 | 0 | 0 | 0 | 0 | 0 | 0 | 0 | 0 | 0 | 0 | 0 | 0 | 0 | 0 | 0 | 0 | 0 | 0 | 0 | 0 | 0 | 0 | 0 | 0 | 0 | 0 | 0 | 0 | 0 | 0 | 0 | 0 | 0 | 0 | 0 | 0 | 0 | 0 | 0 | 0 | 0 | 0 | 0 | 0
2053 |  | 0 | 0 | 0 | 0 | 0 | 0 | 0 | 0 | 0 | 0 | 0 | 0 | 0 | 0 | 0 | 0 | 0 | 0 | 0 | 0 | 0 | 0 | 0 | 0 | 0 | 0 | 0 | 0 | 0 | 0 | 0 | 0 | 0 | 0 | 0 | 0 | 0 | 0 | 0 | 0 | 0 | 0 | 0 | 0 | 0 | 0 | 0 | 0 | 0 | 0 | 0 | 0 | 0 | 0 | 0 | 0 | 0 | 0 | 0 | 0 | 0 | 0 | 0 | 0 | 0 | 0 | 0 | 0 | 0 | 0 | 0 | 0 | 0 | 0 | 0 | 0 | 0 | 0 | 0 | 0 | 0 | 0
2054 |  | 0 | 0 | 0 | 0 | 0 | 0 | 0 | 0 | 0 | 0 | 0 | 0 | 0 | 0 | 0 | 0 | 0 | 0 | 0 | 0 | 0 | 0 | 0 | 0 | 0 | 0 | 0 | 0 | 0 | 0 | 0 | 0 | 0 | 0 | 0 | 0 | 0 | 0 | 0 | 0 | 0 | 0 | 0 | 0 | 0 | 0 | 0 | 0 | 0 | 0 | 0 | 0 | 0 | 0 | 0 | 0 | 0 | 0 | 0 | 0 | 0 | 0 | 0 | 0 | 0 | 0 | 0 | 0 | 0 | 0 | 0 | 0 | 0 | 0 | 0 | 0 | 0 | 0 | 0 | 0 | 0 | 0
2055 |  | 0 | 0 | 0 | 0 | 0 | 0 | 0 | 0 | 0 | 0 | 0 | 0 | 0 | 0 | 0 | 0 | 0 | 0 | 0 | 0 | 0 | 0 | 0 | 0 | 0 | 0 | 0 | 0 | 0 | 0 | 0 | 0 | 0 | 0 | 0 | 0 | 0 | 0 | 0 | 0 | 0 | 0 | 0 | 0 | 0 | 0 | 0 | 0 | 0 | 0 | 0 | 0 | 0 | 0 | 0 | 0 | 0 | 0 | 0 | 0 | 0 | 0 | 0 | 0 | 0 | 0 | 0 | 0 | 0 | 0 | 0 | 0 | 0 | 0 | 0 | 0 | 0 | 0 | 0 | 0 | 0 | 0
2056 |  | 0 | 0 | 0 | 0 | 0 | 0 | 0 | 0 | 0 | 0 | 0 | 0 | 0 | 0 | 0 | 0 | 0 | 0 | 0 | 0 | 0 | 0 | 0 | 0 | 0 | 0 | 0 | 0 | 0 | 0 | 0 | 0 | 0 | 0 | 0 | 0 | 0 | 0 | 0 | 0 | 0 | 0 | 0 | 0 | 0 | 0 | 0 | 0 | 0 | 0 | 0 | 0 | 0 | 0 | 0 | 0 | 0 | 0 | 0 | 0 | 0 | 0 | 0 | 0 | 0 | 0 | 0 | 0 | 0 | 0 | 0 | 0 | 0 | 0 | 0 | 0 | 0 | 0 | 0 | 0 | 0 | 0
2057 |  | 0 | 0 | 0 | 0 | 0 | 0 | 0 | 0 | 0 | 0 | 0 | 0 | 0 | 0 | 0 | 0 | 0 | 0 | 0 | 0 | 0 | 0 | 0 | 0 | 0 | 0 | 0 | 0 | 0 | 0 | 0 | 0 | 0 | 0 | 0 | 0 | 0 | 0 | 0 | 0 | 0 | 0 | 0 | 0 | 0 | 0 | 0 | 0 | 0 | 0 | 0 | 0 | 0 | 0 | 0 | 0 | 0 | 0 | 0 | 0 | 0 | 0 | 0 | 0 | 0 | 0 | 0 | 0 | 0 | 0 | 0 | 0 | 0 | 0 | 0 | 0 | 0 | 0 | 0 | 0 | 0 | 0
2058 |  | 0 | 0 | 0 | 0 | 0 | 0 | 0 | 0 | 0 | 0 | 0 | 0 | 0 | 0 | 0 | 0 | 0 | 0 | 0 | 0 | 0 | 0 | 0 | 0 | 0 | 0 | 0 | 0 | 0 | 0 | 0 | 0 | 0 | 0 | 0 | 0 | 0 | 0 | 0 | 0 | 0 | 0 | 0 | 0 | 0 | 0 | 0 | 0 | 0 | 0 | 0 | 0 | 0 | 0 | 0 | 0 | 0 | 0 | 0 | 0 | 0 | 0 | 0 | 0 | 0 | 0 | 0 | 0 | 0 | 0 | 0 | 0 | 0 | 0 | 0 | 0 | 0 | 0 | 0 | 0 | 0 | 0
2059 |  | 0 | 0 | 0 | 0 | 0 | 0 | 0 | 0 | 0 | 0 | 0 | 0 | 0 | 0 | 0 | 0 | 0 | 0 | 0 | 0 | 0 | 0 | 0 | 0 | 0 | 0 | 0 | 0 | 0 | 0 | 0 | 0 | 0 | 0 | 0 | 0 | 0 | 0 | 0 | 0 | 0 | 0 | 0 | 0 | 0 | 0 | 0 | 0 | 0 | 0 | 0 | 0 | 0 | 0 | 0 | 0 | 0 | 0 | 0 | 0 | 0 | 0 | 0 | 0 | 0 | 0 | 0 | 0 | 0 | 0 | 0 | 0 | 0 | 0 | 0 | 0 | 0 | 0 | 0 | 0 | 0 | 0
2060 |  | 0 | 0 | 0 | 0 | 0 | 0 | 0 | 0 | 0 | 0 | 0 | 0 | 0 | 0 | 0 | 0 | 0 | 0 | 0 | 0 | 0 | 0 | 0 | 0 | 0 | 0 | 0 | 0 | 0 | 0 | 0 | 0 | 0 | 0 | 0 | 0 | 0 | 0 | 0 | 0 | 0 | 0 | 0 | 0 | 0 | 0 | 0 | 0 | 0 | 0 | 0 | 0 | 0 | 0 | 0 | 0 | 0 | 0 | 0 | 0 | 0 | 0 | 0 | 0 | 0 | 0 | 0 | 0 | 0 | 0 | 0 | 0 | 0 | 0 | 0 | 0 | 0 | 0 | 0 | 0 | 0 | 0
2061 |  | 0 | 0 | 0 | 0 | 0 | 0 | 0 | 0 | 0 | 0 | 0 | 0 | 0 | 0 | 0 | 0 | 0 | 0 | 0 | 0 | 0 | 0 | 0 | 0 | 0 | 0 | 0 | 0 | 0 | 0 | 0 | 0 | 0 | 0 | 0 | 0 | 0 | 0 | 0 | 0 | 0 | 0 | 0 | 0 | 0 | 0 | 0 | 0 | 0 | 0 | 0 | 0 | 0 | 0 | 0 | 0 | 0 | 0 | 0 | 0 | 0 | 0 | 0 | 0 | 0 | 0 | 0 | 0 | 0 | 0 | 0 | 0 | 0 | 0 | 0 | 0 | 0 | 0 | 0 | 0 | 0 | 0
2062 |  | 0 | 0 | 0 | 0 | 0 | 0 | 0 | 0 | 0 | 0 | 0 | 0 | 0 | 0 | 0 | 0 | 0 | 0 | 0 | 0 | 0 | 0 | 0 | 0 | 0 | 0 | 0 | 0 | 0 | 0 | 0 | 0 | 0 | 0 | 0 | 0 | 0 | 0 | 0 | 0 | 0 | 0 | 0 | 0 | 0 | 0 | 0 | 0 | 0 | 0 | 0 | 0 | 0 | 0 | 0 | 0 | 0 | 0 | 0 | 0 | 0 | 0 | 0 | 0 | 0 | 0 | 0 | 0 | 0 | 0 | 0 | 0 | 0 | 0 | 0 | 0 | 0 | 0 | 0 | 0 | 0 | 0
2063 |  | 0 | 0 | 0 | 0 | 0 | 0 | 0 | 0 | 0 | 0 | 0 | 0 | 0 | 0 | 0 | 0 | 0 | 0 | 0 | 0 | 0 | 0 | 0 | 0 | 0 | 0 | 0 | 0 | 0 | 0 | 0 | 0 | 0 | 0 | 0 | 0 | 0 | 0 | 0 | 0 | 0 | 0 | 0 | 0 | 0 | 0 | 0 | 0 | 0 | 0 | 0 | 0 | 0 | 0 | 0 | 0 | 0 | 0 | 0 | 0 | 0 | 0 | 0 | 0 | 0 | 0 | 0 | 0 | 0 | 0 | 0 | 0 | 0 | 0 | 0 | 0 | 0 | 0 | 0 | 0 | 0 | 0
2064 |  | 0 | 0 | 0 | 0 | 0 | 0 | 0 | 0 | 0 | 0 | 0 | 0 | 0 | 0 | 0 | 0 | 0 | 0 | 0 | 0 | 0 | 0 | 0 | 0 | 0 | 0 | 0 | 0 | 0 | 0 | 0 | 0 | 0 | 0 | 0 | 0 | 0 | 0 | 0 | 0 | 0 | 0 | 0 | 0 | 0 | 0 | 0 | 0 | 0 | 0 | 0 | 0 | 0 | 0 | 0 | 0 | 0 | 0 | 0 | 0 | 0 | 0 | 0 | 0 | 0 | 0 | 0 | 0 | 0 | 0 | 0 | 0 | 0 | 0 | 0 | 0 | 0 | 0 | 0 | 0 | 0 | 0
2065 |  | 0 | 0 | 0 | 0 | 0 | 0 | 0 | 0 | 0 | 0 | 0 | 0 | 0 | 0 | 0 | 0 | 0 | 0 | 0 | 0 | 0 | 0 | 0 | 0 | 0 | 0 | 0 | 0 | 0 | 0 | 0 | 0 | 0 | 0 | 0 | 0 | 0 | 0 | 0 | 0 | 0 | 0 | 0 | 0 | 0 | 0 | 0 | 0 | 0 | 0 | 0 | 0 | 0 | 0 | 0 | 0 | 0 | 0 | 0 | 0 | 0 | 0 | 0 | 0 | 0 | 0 | 0 | 0 | 0 | 0 | 0 | 0 | 0 | 0 | 0 | 0 | 0 | 0 | 0 | 0 | 0 | 0
2066 |  | 0 | 0 | 0 | 0 | 0 | 0 | 0 | 0 | 0 | 0 | 0 | 0 | 0 | 0 | 0 | 0 | 0 | 0 | 0 | 0 | 0 | 0 | 0 | 0 | 0 | 0 | 0 | 0 | 0 | 0 | 0 | 0 | 0 | 0 | 0 | 0 | 0 | 0 | 0 | 0 | 0 | 0 | 0 | 0 | 0 | 0 | 0 | 0 | 0 | 0 | 0 | 0 | 0 | 0 | 0 | 0 | 0 | 0 | 0 | 0 | 0 | 0 | 0 | 0 | 0 | 0 | 0 | 0 | 0 | 0 | 0 | 0 | 0 | 0 | 0 | 0 | 0 | 0 | 0 | 0 | 0 | 0
2067 |  | 0 | 0 | 0 | 0 | 0 | 0 | 0 | 0 | 0 | 0 | 0 | 0 | 0 | 0 | 0 | 0 | 0 | 0 | 0 | 0 | 0 | 0 | 0 | 0 | 0 | 0 | 0 | 0 | 0 | 0 | 0 | 0 | 0 | 0 | 0 | 0 | 0 | 0 | 0 | 0 | 0 | 0 | 0 | 0 | 0 | 0 | 0 | 0 | 0 | 0 | 0 | 0 | 0 | 0 | 0 | 0 | 0 | 0 | 0 | 0 | 0 | 0 | 0 | 0 | 0 | 0 | 0 | 0 | 0 | 0 | 0 | 0 | 0 | 0 | 0 | 0 | 0 | 0 | 0 | 0 | 0 | 0
2068 |  | 0 | 0 | 0 | 0 | 0 | 0 | 0 | 0 | 0 | 0 | 0 | 0 | 0 | 0 | 0 | 0 | 0 | 0 | 0 | 0 | 0 | 0 | 0 | 0 | 0 | 0 | 0 | 0 | 0 | 0 | 0 | 0 | 0 | 0 | 0 | 0 | 0 | 0 | 0 | 0 | 0 | 0 | 0 | 0 | 0 | 0 | 0 | 0 | 0 | 0 | 0 | 0 | 0 | 0 | 0 | 0 | 0 | 0 | 0 | 0 | 0 | 0 | 0 | 0 | 0 | 0 | 0 | 0 | 0 | 0 | 0 | 0 | 0 | 0 | 0 | 0 | 0 | 0 | 0 | 0 | 0 | 0
2069 |  | 0 | 0 | 0 | 0 | 0 | 0 | 0 | 0 | 0 | 0 | 0 | 0 | 0 | 0 | 0 | 0 | 0 | 0 | 0 | 0 | 0 | 0 | 0 | 0 | 0 | 0 | 0 | 0 | 0 | 0 | 0 | 0 | 0 | 0 | 0 | 0 | 0 | 0 | 0 | 0 | 0 | 0 | 0 | 0 | 0 | 0 | 0 | 0 | 0 | 0 | 0 | 0 | 0 | 0 | 0 | 0 | 0 | 0 | 0 | 0 | 0 | 0 | 0 | 0 | 0 | 0 | 0 | 0 | 0 | 0 | 0 | 0 | 0 | 0 | 0 | 0 | 0 | 0 | 0 | 0 | 0 | 0
2070 |  | 0 | 0 | 0 | 0 | 0 | 0 | 0 | 0 | 0 | 0 | 0 | 0 | 0 | 0 | 0 | 0 | 0 | 0 | 0 | 0 | 0 | 0 | 0 | 0 | 0 | 0 | 0 | 0 | 0 | 0 | 0 | 0 | 0 | 0 | 0 | 0 | 0 | 0 | 0 | 0 | 0 | 0 | 0 | 0 | 0 | 0 | 0 | 0 | 0 | 0 | 0 | 0 | 0 | 0 | 0 | 0 | 0 | 0 | 0 | 0 | 0 | 0 | 0 | 0 | 0 | 0 | 0 | 0 | 0 | 0 | 0 | 0 | 0 | 0 | 0 | 0 | 0 | 0 | 0 | 0 | 0 | 0
2071 |  | 0 | 0 | 0 | 0 | 0 | 0 | 0 | 0 | 0 | 0 | 0 | 0 | 0 | 0 | 0 | 0 | 0 | 0 | 0 | 0 | 0 | 0 | 0 | 0 | 0 | 0 | 0 | 0 | 0 | 0 | 0 | 0 | 0 | 0 | 0 | 0 | 0 | 0 | 0 | 0 | 0 | 0 | 0 | 0 | 0 | 0 | 0 | 0 | 0 | 0 | 0 | 0 | 0 | 0 | 0 | 0 | 0 | 0 | 0 | 0 | 0 | 0 | 0 | 0 | 0 | 0 | 0 | 0 | 0 | 0 | 0 | 0 | 0 | 0 | 0 | 0 | 0 | 0 | 0 | 0 | 0 | 0
2072 |  | 0 | 0 | 0 | 0 | 0 | 0 | 0 | 0 | 0 | 0 | 0 | 0 | 0 | 0 | 0 | 0 | 0 | 0 | 0 | 0 | 0 | 0 | 0 | 0 | 0 | 0 | 0 | 0 | 0 | 0 | 0 | 0 | 0 | 0 | 0 | 0 | 0 | 0 | 0 | 0 | 0 | 0 | 0 | 0 | 0 | 0 | 0 | 0 | 0 | 0 | 0 | 0 | 0 | 0 | 0 | 0 | 0 | 0 | 0 | 0 | 0 | 0 | 0 | 0 | 0 | 0 | 0 | 0 | 0 | 0 | 0 | 0 | 0 | 0 | 0 | 0 | 0 | 0 | 0 | 0 | 0 | 0
2073 |  | 0 | 0 | 0 | 0 | 0 | 0 | 0 | 0 | 0 | 0 | 0 | 0 | 0 | 0 | 0 | 0 | 0 | 0 | 0 | 0 | 0 | 0 | 0 | 0 | 0 | 0 | 0 | 0 | 0 | 0 | 0 | 0 | 0 | 0 | 0 | 0 | 0 | 0 | 0 | 0 | 0 | 0 | 0 | 0 | 0 | 0 | 0 | 0 | 0 | 0 | 0 | 0 | 0 | 0 | 0 | 0 | 0 | 0 | 0 | 0 | 0 | 0 | 0 | 0 | 0 | 0 | 0 | 0 | 0 | 0 | 0 | 0 | 0 | 0 | 0 | 0 | 0 | 0 | 0 | 0 | 0 | 0
2074 |  | 0 | 0 | 0 | 0 | 0 | 0 | 0 | 0 | 0 | 0 | 0 | 0 | 0 | 0 | 0 | 0 | 0 | 0 | 0 | 0 | 0 | 0 | 0 | 0 | 0 | 0 | 0 | 0 | 0 | 0 | 0 | 0 | 0 | 0 | 0 | 0 | 0 | 0 | 0 | 0 | 0 | 0 | 0 | 0 | 0 | 0 | 0 | 0 | 0 | 0 | 0 | 0 | 0 | 0 | 0 | 0 | 0 | 0 | 0 | 0 | 0 | 0 | 0 | 0 | 0 | 0 | 0 | 0 | 0 | 0 | 0 | 0 | 0 | 0 | 0 | 0 | 0 | 0 | 0 | 0 | 0 | 0
2075 |  | 0 | 0 | 0 | 0 | 0 | 0 | 0 | 0 | 0 | 0 | 0 | 0 | 0 | 0 | 0 | 0 | 0 | 0 | 0 | 0 | 0 | 0 | 0 | 0 | 0 | 0 | 0 | 0 | 0 | 0 | 0 | 0 | 0 | 0 | 0 | 0 | 0 | 0 | 0 | 0 | 0 | 0 | 0 | 0 | 0 | 0 | 0 | 0 | 0 | 0 | 0 | 0 | 0 | 0 | 0 | 0 | 0 | 0 | 0 | 0 | 0 | 0 | 0 | 0 | 0 | 0 | 0 | 0 | 0 | 0 | 0 | 0 | 0 | 0 | 0 | 0 | 0 | 0 | 0 | 0 | 0 | 0
2076 |  | 0 | 0 | 0 | 0 | 0 | 0 | 0 | 0 | 0 | 0 | 0 | 0 | 0 | 0 | 0 | 0 | 0 | 0 | 0 | 0 | 0 | 0 | 0 | 0 | 0 | 0 | 0 | 0 | 0 | 0 | 0 | 0 | 0 | 0 | 0 | 0 | 0 | 0 | 0 | 0 | 0 | 0 | 0 | 0 | 0 | 0 | 0 | 0 | 0 | 0 | 0 | 0 | 0 | 0 | 0 | 0 | 0 | 0 | 0 | 0 | 0 | 0 | 0 | 0 | 0 | 0 | 0 | 0 | 0 | 0 | 0 | 0 | 0 | 0 | 0 | 0 | 0 | 0 | 0 | 0 | 0 | 0
2077 |  | 0 | 0 | 0 | 0 | 0 | 0 | 0 | 0 | 0 | 0 | 0 | 0 | 0 | 0 | 0 | 0 | 0 | 0 | 0 | 0 | 0 | 0 | 0 | 0 | 0 | 0 | 0 | 0 | 0 | 0 | 0 | 0 | 0 | 0 | 0 | 0 | 0 | 0 | 0 | 0 | 0 | 0 | 0 | 0 | 0 | 0 | 0 | 0 | 0 | 0 | 0 | 0 | 0 | 0 | 0 | 0 | 0 | 0 | 0 | 0 | 0 | 0 | 0 | 0 | 0 | 0 | 0 | 0 | 0 | 0 | 0 | 0 | 0 | 0 | 0 | 0 | 0 | 0 | 0 | 0 | 0 | 0
2078 |  | 0 | 0 | 0 | 0 | 0 | 0 | 0 | 0 | 0 | 0 | 0 | 0 | 0 | 0 | 0 | 0 | 0 | 0 | 0 | 0 | 0 | 0 | 0 | 0 | 0 | 0 | 0 | 0 | 0 | 0 | 0 | 0 | 0 | 0 | 0 | 0 | 0 | 0 | 0 | 0 | 0 | 0 | 0 | 0 | 0 | 0 | 0 | 0 | 0 | 0 | 0 | 0 | 0 | 0 | 0 | 0 | 0 | 0 | 0 | 0 | 0 | 0 | 0 | 0 | 0 | 0 | 0 | 0 | 0 | 0 | 0 | 0 | 0 | 0 | 0 | 0 | 0 | 0 | 0 | 0 | 0 | 0
2079 |  | 0 | 0 | 0 | 0 | 0 | 0 | 0 | 0 | 0 | 0 | 0 | 0 | 0 | 0 | 0 | 0 | 0 | 0 | 0 | 0 | 0 | 0 | 0 | 0 | 0 | 0 | 0 | 0 | 0 | 0 | 0 | 0 | 0 | 0 | 0 | 0 | 0 | 0 | 0 | 0 | 0 | 0 | 0 | 0 | 0 | 0 | 0 | 0 | 0 | 0 | 0 | 0 | 0 | 0 | 0 | 0 | 0 | 0 | 0 | 0 | 0 | 0 | 0 | 0 | 0 | 0 | 0 | 0 | 0 | 0 | 0 | 0 | 0 | 0 | 0 | 0 | 0 | 0 | 0 | 0 | 0 | 0
2080 |  | 0 | 0 | 0 | 0 | 0 | 0 | 0 | 0 | 0 | 0 | 0 | 0 | 0 | 0 | 0 | 0 | 0 | 0 | 0 | 0 | 0 | 0 | 0 | 0 | 0 | 0 | 0 | 0 | 0 | 0 | 0 | 0 | 0 | 0 | 0 | 0 | 0 | 0 | 0 | 0 | 0 | 0 | 0 | 0 | 0 | 0 | 0 | 0 | 0 | 0 | 0 | 0 | 0 | 0 | 0 | 0 | 0 | 0 | 0 | 0 | 0 | 0 | 0 | 0 | 0 | 0 | 0 | 0 | 0 | 0 | 0 | 0 | 0 | 0 | 0 | 0 | 0 | 0 | 0 | 0 | 0 | 0
2081 |  | 0 | 0 | 0 | 0 | 0 | 0 | 0 | 0 | 0 | 0 | 0 | 0 | 0 | 0 | 0 | 0 | 0 | 0 | 0 | 0 | 0 | 0 | 0 | 0 | 0 | 0 | 0 | 0 | 0 | 0 | 0 | 0 | 0 | 0 | 0 | 0 | 0 | 0 | 0 | 0 | 0 | 0 | 0 | 0 | 0 | 0 | 0 | 0 | 0 | 0 | 0 | 0 | 0 | 0 | 0 | 0 | 0 | 0 | 0 | 0 | 0 | 0 | 0 | 0 | 0 | 0 | 0 | 0 | 0 | 0 | 0 | 0 | 0 | 0 | 0 | 0 | 0 | 0 | 0 | 0 | 0 | 0
2082 |  | 0 | 0 | 0 | 0 | 0 | 0 | 0 | 0 | 0 | 0 | 0 | 0 | 0 | 0 | 0 | 0 | 0 | 0 | 0 | 0 | 0 | 0 | 0 | 0 | 0 | 0 | 0 | 0 | 0 | 0 | 0 | 0 | 0 | 0 | 0 | 0 | 0 | 0 | 0 | 0 | 0 | 0 | 0 | 0 | 0 | 0 | 0 | 0 | 0 | 0 | 0 | 0 | 0 | 0 | 0 | 0 | 0 | 0 | 0 | 0 | 0 | 0 | 0 | 0 | 0 | 0 | 0 | 0 | 0 | 0 | 0 | 0 | 0 | 0 | 0 | 0 | 0 | 0 | 0 | 0 | 0 | 0
2083 |  | 0 | 0 | 0 | 0 | 0 | 0 | 0 | 0 | 0 | 0 | 0 | 0 | 0 | 0 | 0 | 0 | 0 | 0 | 0 | 0 | 0 | 0 | 0 | 0 | 0 | 0 | 0 | 0 | 0 | 0 | 0 | 0 | 0 | 0 | 0 | 0 | 0 | 0 | 0 | 0 | 0 | 0 | 0 | 0 | 0 | 0 | 0 | 0 | 0 | 0 | 0 | 0 | 0 | 0 | 0 | 0 | 0 | 0 | 0 | 0 | 0 | 0 | 0 | 0 | 0 | 0 | 0 | 0 | 0 | 0 | 0 | 0 | 0 | 0 | 0 | 0 | 0 | 0 | 0 | 0 | 0 | 0
2084 |  | 0 | 0 | 0 | 0 | 0 | 0 | 0 | 0 | 0 | 0 | 0 | 0 | 0 | 0 | 0 | 0 | 0 | 0 | 0 | 0 | 0 | 0 | 0 | 0 | 0 | 0 | 0 | 0 | 0 | 0 | 0 | 0 | 0 | 0 | 0 | 0 | 0 | 0 | 0 | 0 | 0 | 0 | 0 | 0 | 0 | 0 | 0 | 0 | 0 | 0 | 0 | 0 | 0 | 0 | 0 | 0 | 0 | 0 | 0 | 0 | 0 | 0 | 0 | 0 | 0 | 0 | 0 | 0 | 0 | 0 | 0 | 0 | 0 | 0 | 0 | 0 | 0 | 0 | 0 | 0 | 0 | 0
2085 |  | 0 | 0 | 0 | 0 | 0 | 0 | 0 | 0 | 0 | 0 | 0 | 0 | 0 | 0 | 0 | 0 | 0 | 0 | 0 | 0 | 0 | 0 | 0 | 0 | 0 | 0 | 0 | 0 | 0 | 0 | 0 | 0 | 0 | 0 | 0 | 0 | 0 | 0 | 0 | 0 | 0 | 0 | 0 | 0 | 0 | 0 | 0 | 0 | 0 | 0 | 0 | 0 | 0 | 0 | 0 | 0 | 0 | 0 | 0 | 0 | 0 | 0 | 0 | 0 | 0 | 0 | 0 | 0 | 0 | 0 | 0 | 0 | 0 | 0 | 0 | 0 | 0 | 0 | 0 | 0 | 0 | 0
2086 |  | 0 | 0 | 0 | 0 | 0 | 0 | 0 | 0 | 0 | 0 | 0 | 0 | 0 | 0 | 0 | 0 | 0 | 0 | 0 | 0 | 0 | 0 | 0 | 0 | 0 | 0 | 0 | 0 | 0 | 0 | 0 | 0 | 0 | 0 | 0 | 0 | 0 | 0 | 0 | 0 | 0 | 0 | 0 | 0 | 0 | 0 | 0 | 0 | 0 | 0 | 0 | 0 | 0 | 0 | 0 | 0 | 0 | 0 | 0 | 0 | 0 | 0 | 0 | 0 | 0 | 0 | 0 | 0 | 0 | 0 | 0 | 0 | 0 | 0 | 0 | 0 | 0 | 0 | 0 | 0 | 0 | 0
2087 |  | 0 | 0 | 0 | 0 | 0 | 0 | 0 | 0 | 0 | 0 | 0 | 0 | 0 | 0 | 0 | 0 | 0 | 0 | 0 | 0 | 0 | 0 | 0 | 0 | 0 | 0 | 0 | 0 | 0 | 0 | 0 | 0 | 0 | 0 | 0 | 0 | 0 | 0 | 0 | 0 | 0 | 0 | 0 | 0 | 0 | 0 | 0 | 0 | 0 | 0 | 0 | 0 | 0 | 0 | 0 | 0 | 0 | 0 | 0 | 0 | 0 | 0 | 0 | 0 | 0 | 0 | 0 | 0 | 0 | 0 | 0 | 0 | 0 | 0 | 0 | 0 | 0 | 0 | 0 | 0 | 0 | 0
2088 |  | 0 | 0 | 0 | 0 | 0 | 0 | 0 | 0 | 0 | 0 | 0 | 0 | 0 | 0 | 0 | 0 | 0 | 0 | 0 | 0 | 0 | 0 | 0 | 0 | 0 | 0 | 0 | 0 | 0 | 0 | 0 | 0 | 0 | 0 | 0 | 0 | 0 | 0 | 0 | 0 | 0 | 0 | 0 | 0 | 0 | 0 | 0 | 0 | 0 | 0 | 0 | 0 | 0 | 0 | 0 | 0 | 0 | 0 | 0 | 0 | 0 | 0 | 0 | 0 | 0 | 0 | 0 | 0 | 0 | 0 | 0 | 0 | 0 | 0 | 0 | 0 | 0 | 0 | 0 | 0 | 0 | 0
2089 |  | 0 | 0 | 0 | 0 | 0 | 0 | 0 | 0 | 0 | 0 | 0 | 0 | 0 | 0 | 0 | 0 | 0 | 0 | 0 | 0 | 0 | 0 | 0 | 0 | 0 | 0 | 0 | 0 | 0 | 0 | 0 | 0 | 0 | 0 | 0 | 0 | 0 | 0 | 0 | 0 | 0 | 0 | 0 | 0 | 0 | 0 | 0 | 0 | 0 | 0 | 0 | 0 | 0 | 0 | 0 | 0 | 0 | 0 | 0 | 0 | 0 | 0 | 0 | 0 | 0 | 0 | 0 | 0 | 0 | 0 | 0 | 0 | 0 | 0 | 0 | 0 | 0 | 0 | 0 | 0 | 0 | 0
2090 |  | 0 | 0 | 0 | 0 | 0 | 0 | 0 | 0 | 0 | 0 | 0 | 0 | 0 | 0 | 0 | 0 | 0 | 0 | 0 | 0 | 0 | 0 | 0 | 0 | 0 | 0 | 0 | 0 | 0 | 0 | 0 | 0 | 0 | 0 | 0 | 0 | 0 | 0 | 0 | 0 | 0 | 0 | 0 | 0 | 0 | 0 | 0 | 0 | 0 | 0 | 0 | 0 | 0 | 0 | 0 | 0 | 0 | 0 | 0 | 0 | 0 | 0 | 0 | 0 | 0 | 0 | 0 | 0 | 0 | 0 | 0 | 0 | 0 | 0 | 0 | 0 | 0 | 0 | 0 | 0 | 0 | 0
2091 |  | 0 | 0 | 0 | 0 | 0 | 0 | 0 | 0 | 0 | 0 | 0 | 0 | 0 | 0 | 0 | 0 | 0 | 0 | 0 | 0 | 0 | 0 | 0 | 0 | 0 | 0 | 0 | 0 | 0 | 0 | 0 | 0 | 0 | 0 | 0 | 0 | 0 | 0 | 0 | 0 | 0 | 0 | 0 | 0 | 0 | 0 | 0 | 0 | 0 | 0 | 0 | 0 | 0 | 0 | 0 | 0 | 0 | 0 | 0 | 0 | 0 | 0 | 0 | 0 | 0 | 0 | 0 | 0 | 0 | 0 | 0 | 0 | 0 | 0 | 0 | 0 | 0 | 0 | 0 | 0 | 0 | 0
2092 |  | 0 | 0 | 0 | 0 | 0 | 0 | 0 | 0 | 0 | 0 | 0 | 0 | 0 | 0 | 0 | 0 | 0 | 0 | 0 | 0 | 0 | 0 | 0 | 0 | 0 | 0 | 0 | 0 | 0 | 0 | 0 | 0 | 0 | 0 | 0 | 0 | 0 | 0 | 0 | 0 | 0 | 0 | 0 | 0 | 0 | 0 | 0 | 0 | 0 | 0 | 0 | 0 | 0 | 0 | 0 | 0 | 0 | 0 | 0 | 0 | 0 | 0 | 0 | 0 | 0 | 0 | 0 | 0 | 0 | 0 | 0 | 0 | 0 | 0 | 0 | 0 | 0 | 0 | 0 | 0 | 0 | 0
2093 |  | 0 | 0 | 0 | 0 | 0 | 0 | 0 | 0 | 0 | 0 | 0 | 0 | 0 | 0 | 0 | 0 | 0 | 0 | 0 | 0 | 0 | 0 | 0 | 0 | 0 | 0 | 0 | 0 | 0 | 0 | 0 | 0 | 0 | 0 | 0 | 0 | 0 | 0 | 0 | 0 | 0 | 0 | 0 | 0 | 0 | 0 | 0 | 0 | 0 | 0 | 0 | 0 | 0 | 0 | 0 | 0 | 0 | 0 | 0 | 0 | 0 | 0 | 0 | 0 | 0 | 0 | 0 | 0 | 0 | 0 | 0 | 0 | 0 | 0 | 0 | 0 | 0 | 0 | 0 | 0 | 0 | 0
2094 |  | 0 | 0 | 0 | 0 | 0 | 0 | 0 | 0 | 0 | 0 | 0 | 0 | 0 | 0 | 0 | 0 | 0 | 0 | 0 | 0 | 0 | 0 | 0 | 0 | 0 | 0 | 0 | 0 | 0 | 0 | 0 | 0 | 0 | 0 | 0 | 0 | 0 | 0 | 0 | 0 | 0 | 0 | 0 | 0 | 0 | 0 | 0 | 0 | 0 | 0 | 0 | 0 | 0 | 0 | 0 | 0 | 0 | 0 | 0 | 0 | 0 | 0 | 0 | 0 | 0 | 0 | 0 | 0 | 0 | 0 | 0 | 0 | 0 | 0 | 0 | 0 | 0 | 0 | 0 | 0 | 0 | 0
2095 |  | 0 | 0 | 0 | 0 | 0 | 0 | 0 | 0 | 0 | 0 | 0 | 0 | 0 | 0 | 0 | 0 | 0 | 0 | 0 | 0 | 0 | 0 | 0 | 0 | 0 | 0 | 0 | 0 | 0 | 0 | 0 | 0 | 0 | 0 | 0 | 0 | 0 | 0 | 0 | 0 | 0 | 0 | 0 | 0 | 0 | 0 | 0 | 0 | 0 | 0 | 0 | 0 | 0 | 0 | 0 | 0 | 0 | 0 | 0 | 0 | 0 | 0 | 0 | 0 | 0 | 0 | 0 | 0 | 0 | 0 | 0 | 0 | 0 | 0 | 0 | 0 | 0 | 0 | 0 | 0 | 0 | 0
2096 |  | 0 | 0 | 0 | 0 | 0 | 0 | 0 | 0 | 0 | 0 | 0 | 0 | 0 | 0 | 0 | 0 | 0 | 0 | 0 | 0 | 0 | 0 | 0 | 0 | 0 | 0 | 0 | 0 | 0 | 0 | 0 | 0 | 0 | 0 | 0 | 0 | 0 | 0 | 0 | 0 | 0 | 0 | 0 | 0 | 0 | 0 | 0 | 0 | 0 | 0 | 0 | 0 | 0 | 0 | 0 | 0 | 0 | 0 | 0 | 0 | 0 | 0 | 0 | 0 | 0 | 0 | 0 | 0 | 0 | 0 | 0 | 0 | 0 | 0 | 0 | 0 | 0 | 0 | 0 | 0 | 0 | 0
2097 |  | 0 | 0 | 0 | 0 | 0 | 0 | 0 | 0 | 0 | 0 | 0 | 0 | 0 | 0 | 0 | 0 | 0 | 0 | 0 | 0 | 0 | 0 | 0 | 0 | 0 | 0 | 0 | 0 | 0 | 0 | 0 | 0 | 0 | 0 | 0 | 0 | 0 | 0 | 0 | 0 | 0 | 0 | 0 | 0 | 0 | 0 | 0 | 0 | 0 | 0 | 0 | 0 | 0 | 0 | 0 | 0 | 0 | 0 | 0 | 0 | 0 | 0 | 0 | 0 | 0 | 0 | 0 | 0 | 0 | 0 | 0 | 0 | 0 | 0 | 0 | 0 | 0 | 0 | 0 | 0 | 0 | 0
2098 |  | 0 | 0 | 0 | 0 | 0 | 0 | 0 | 0 | 0 | 0 | 0 | 0 | 0 | 0 | 0 | 0 | 0 | 0 | 0 | 0 | 0 | 0 | 0 | 0 | 0 | 0 | 0 | 0 | 0 | 0 | 0 | 0 | 0 | 0 | 0 | 0 | 0 | 0 | 0 | 0 | 0 | 0 | 0 | 0 | 0 | 0 | 0 | 0 | 0 | 0 | 0 | 0 | 0 | 0 | 0 | 0 | 0 | 0 | 0 | 0 | 0 | 0 | 0 | 0 | 0 | 0 | 0 | 0 | 0 | 0 | 0 | 0 | 0 | 0 | 0 | 0 | 0 | 0 | 0 | 0 | 0 | 0
2099 |  | 0 | 0 | 0 | 0 | 0 | 0 | 0 | 0 | 0 | 0 | 0 | 0 | 0 | 0 | 0 | 0 | 0 | 0 | 0 | 0 | 0 | 0 | 0 | 0 | 0 | 0 | 0 | 0 | 0 | 0 | 0 | 0 | 0 | 0 | 0 | 0 | 0 | 0 | 0 | 0 | 0 | 0 | 0 | 0 | 0 | 0 | 0 | 0 | 0 | 0 | 0 | 0 | 0 | 0 | 0 | 0 | 0 | 0 | 0 | 0 | 0 | 0 | 0 | 0 | 0 | 0 | 0 | 0 | 0 | 0 | 0 | 0 | 0 | 0 | 0 | 0 | 0 | 0 | 0 | 0 | 0 | 0
2100 |  | 0 | 0 | 0 | 0 | 0 | 0 | 0 | 0 | 0 | 0 | 0 | 0 | 0 | 0 | 0 | 0 | 0 | 0 | 0 | 0 | 0 | 0 | 0 | 0 | 0 | 0 | 0 | 0 | 0 | 0 | 0 | 0 | 0 | 0 | 0 | 0 | 0 | 0 | 0 | 0 | 0 | 0 | 0 | 0 | 0 | 0 | 0 | 0 | 0 | 0 | 0 | 0 | 0 | 0 | 0 | 0 | 0 | 0 | 0 | 0 | 0 | 0 | 0 | 0 | 0 | 0 | 0 | 0 | 0 | 0 | 0 | 0 | 0 | 0 | 0 | 0 | 0 | 0 | 0 | 0 | 0 | 0
2101 |  | 0 | 0 | 0 | 0 | 0 | 0 | 0 | 0 | 0 | 0 | 0 | 0 | 0 | 0 | 0 | 0 | 0 | 0 | 0 | 0 | 0 | 0 | 0 | 0 | 0 | 0 | 0 | 0 | 0 | 0 | 0 | 0 | 0 | 0 | 0 | 0 | 0 | 0 | 0 | 0 | 0 | 0 | 0 | 0 | 0 | 0 | 0 | 0 | 0 | 0 | 0 | 0 | 0 | 0 | 0 | 0 | 0 | 0 | 0 | 0 | 0 | 0 | 0 | 0 | 0 | 0 | 0 | 0 | 0 | 0 | 0 | 0 | 0 | 0 | 0 | 0 | 0 | 0 | 0 | 0 | 0 | 0
2102 |  | 0 | 0 | 0 | 0 | 0 | 0 | 0 | 0 | 0 | 0 | 0 | 0 | 0 | 0 | 0 | 0 | 0 | 0 | 0 | 0 | 0 | 0 | 0 | 0 | 0 | 0 | 0 | 0 | 0 | 0 | 0 | 0 | 0 | 0 | 0 | 0 | 0 | 0 | 0 | 0 | 0 | 0 | 0 | 0 | 0 | 0 | 0 | 0 | 0 | 0 | 0 | 0 | 0 | 0 | 0 | 0 | 0 | 0 | 0 | 0 | 0 | 0 | 0 | 0 | 0 | 0 | 0 | 0 | 0 | 0 | 0 | 0 | 0 | 0 | 0 | 0 | 0 | 0 | 0 | 0 | 0 | 0
2103 |  | 0 | 0 | 0 | 0 | 0 | 0 | 0 | 0 | 0 | 0 | 0 | 0 | 0 | 0 | 0 | 0 | 0 | 0 | 0 | 0 | 0 | 0 | 0 | 0 | 0 | 0 | 0 | 0 | 0 | 0 | 0 | 0 | 0 | 0 | 0 | 0 | 0 | 0 | 0 | 0 | 0 | 0 | 0 | 0 | 0 | 0 | 0 | 0 | 0 | 0 | 0 | 0 | 0 | 0 | 0 | 0 | 0 | 0 | 0 | 0 | 0 | 0 | 0 | 0 | 0 | 0 | 0 | 0 | 0 | 0 | 0 | 0 | 0 | 0 | 0 | 0 | 0 | 0 | 0 | 0 | 0 | 0
2104 |  | 0 | 0 | 0 | 0 | 0 | 0 | 0 | 0 | 0 | 0 | 0 | 0 | 0 | 0 | 0 | 0 | 0 | 0 | 0 | 0 | 0 | 0 | 0 | 0 | 0 | 0 | 0 | 0 | 0 | 0 | 0 | 0 | 0 | 0 | 0 | 0 | 0 | 0 | 0 | 0 | 0 | 0 | 0 | 0 | 0 | 0 | 0 | 0 | 0 | 0 | 0 | 0 | 0 | 0 | 0 | 0 | 0 | 0 | 0 | 0 | 0 | 0 | 0 | 0 | 0 | 0 | 0 | 0 | 0 | 0 | 0 | 0 | 0 | 0 | 0 | 0 | 0 | 0 | 0 | 0 | 0 | 0
2105 |  | 0 | 0 | 0 | 0 | 0 | 0 | 0 | 0 | 0 | 0 | 0 | 0 | 0 | 0 | 0 | 0 | 0 | 0 | 0 | 0 | 0 | 0 | 0 | 0 | 0 | 0 | 0 | 0 | 0 | 0 | 0 | 0 | 0 | 0 | 0 | 0 | 0 | 0 | 0 | 0 | 0 | 0 | 0 | 0 | 0 | 0 | 0 | 0 | 0 | 0 | 0 | 0 | 0 | 0 | 0 | 0 | 0 | 0 | 0 | 0 | 0 | 0 | 0 | 0 | 0 | 0 | 0 | 0 | 0 | 0 | 0 | 0 | 0 | 0 | 0 | 0 | 0 | 0 | 0 | 0 | 0 | 0
2106 |  | 0 | 0 | 0 | 0 | 0 | 0 | 0 | 0 | 0 | 0 | 0 | 0 | 0 | 0 | 0 | 0 | 0 | 0 | 0 | 0 | 0 | 0 | 0 | 0 | 0 | 0 | 0 | 0 | 0 | 0 | 0 | 0 | 0 | 0 | 0 | 0 | 0 | 0 | 0 | 0 | 0 | 0 | 0 | 0 | 0 | 0 | 0 | 0 | 0 | 0 | 0 | 0 | 0 | 0 | 0 | 0 | 0 | 0 | 0 | 0 | 0 | 0 | 0 | 0 | 0 | 0 | 0 | 0 | 0 | 0 | 0 | 0 | 0 | 0 | 0 | 0 | 0 | 0 | 0 | 0 | 0 | 0
2107 |  | 0 | 0 | 0 | 0 | 0 | 0 | 0 | 0 | 0 | 0 | 0 | 0 | 0 | 0 | 0 | 0 | 0 | 0 | 0 | 0 | 0 | 0 | 0 | 0 | 0 | 0 | 0 | 0 | 0 | 0 | 0 | 0 | 0 | 0 | 0 | 0 | 0 | 0 | 0 | 0 | 0 | 0 | 0 | 0 | 0 | 0 | 0 | 0 | 0 | 0 | 0 | 0 | 0 | 0 | 0 | 0 | 0 | 0 | 0 | 0 | 0 | 0 | 0 | 0 | 0 | 0 | 0 | 0 | 0 | 0 | 0 | 0 | 0 | 0 | 0 | 0 | 0 | 0 | 0 | 0 | 0 | 0

## Buildings 4%CCA
GENERAL PROPERTY BUILDINGS CONSTRCUTED
CONVERSION FROM CAPITAL EXPENDITURES TO REVENUE REQUIREMENT
DO NOT MODIFY ENTRIES IN THIS SHEET
Capital Expenditures transferred from Summary Sheet
Revenue Requirement values transferred back to Summary Sheet
Revenue Requirement
By Asset Type
YEAR |  | 2027 | 2028 | 2029 | 2030 | 2031 | 2032 | 2033 | 2034 | 2035 | 2036 | 2037 | 2038 | 2039 | 2040 | 2041 | 2042 | 2043 | 2044 | 2045 | 2046 | 2047 | 2048 | 2049 | 2050 | 2051 | 2052 | 2053 | 2054 | 2055 | 2056 | 2057 | 2058 | 2059 | 2060 | 2061 | 2062 | 2063 | 2064 | 2065 | 2066 | 2067 | 2068 | 2069 | 2070 | 2071 | 2072 | 2073 | 2074 | 2075 | 2076 | 2077 | 2078 | 2079 | 2080 | 2081 | 2082 | 2083 | 2084 | 2085 | 2086 | 2087 | 2088 | 2089 | 2090 | 2091 | 2092 | 2093 | 2094 | 2095 | 2096 | 2097 | 2098 | 2099 | 2100 | 2101 | 2102 | 2103 | 2104 | 2105 | 2106 | 2107 |  | Future Rev Req Factors 2030
Capital Expenditure |  | 0 | 0 | 0 | 0 | 0 | 0 | 0 | 0 | 0 | 0 | 0 | 0 | 0 | 0 | 0 | 0 | 0 | 0 | 0 | 0 | 0 | 0 | 0 | 0 | 0 | 0 | 0 | 0 | 0 | 0 | 0 | 0 | 0 | 0 | 0 | 0 | 0 | 0 | 0 | 0 | 0 | 0 | 0 | 0 | 0 | 0 | 0 | 0 | 0 | 0 | 0 | 0 | 0 | 0 | 0 | 0 | 0 | 0 | 0 | 0 | 0 | 0 | 0 | 0 | 0 | 0 | 0 | 0 | 0 | 0 | 0 | 0 | 0 | 0 | 0 | 0 | 0 | 0 | 0 | 0 | 0 | 0
0
2027 | 8.8346 | 2027: 0 | 0 | 8.8593
2028 | 9.3552 | 2027: 0; 2028: 0 | 0 | 9.4036
2029 | 9.1845 | 2027: 0; 2028: 0; 2029: 0 | 0 | 9.2309
2030 | 9.0175 | 2027: 0; 2028: 0; 2029: 0; 2030: 0 | 0 | 9.062
2031 | 8.854 | 2027: 0; 2028: 0; 2029: 0; 2030: 0; 2031: 0 | 0 | 8.8968
2032 | 8.694 | 2027: 0; 2028: 0; 2029: 0; 2030: 0; 2031: 0; 2032: 0 | 0 | 8.7351
2033 | 8.5373 | 2027: 0; 2028: 0; 2029: 0; 2030: 0; 2031: 0; 2032: 0; 2033: 0 | 0 | 8.5767
2034 | 8.3837 | 2027: 0; 2028: 0; 2029: 0; 2030: 0; 2031: 0; 2032: 0; 2033: 0; 2034: 0 | 0 | 8.4216
2035 | 8.2331 | 2027: 0; 2028: 0; 2029: 0; 2030: 0; 2031: 0; 2032: 0; 2033: 0; 2034: 0; 2035: 0 | 0 | 8.2695
2036 | 8.0855 | 2027: 0; 2028: 0; 2029: 0; 2030: 0; 2031: 0; 2032: 0; 2033: 0; 2034: 0; 2035: 0; 2036: 0 | 0 | 8.1204
2037 | 7.9407 | 2027: 0; 2028: 0; 2029: 0; 2030: 0; 2031: 0; 2032: 0; 2033: 0; 2034: 0; 2035: 0; 2036: 0; 2037: 0 | 0 | 7.9742
2038 | 7.7985 | 2027: 0; 2028: 0; 2029: 0; 2030: 0; 2031: 0; 2032: 0; 2033: 0; 2034: 0; 2035: 0; 2036: 0; 2037: 0; 2038: 0 | 0 | 7.8307
2039 | 7.6589 | 2027: 0; 2028: 0; 2029: 0; 2030: 0; 2031: 0; 2032: 0; 2033: 0; 2034: 0; 2035: 0; 2036: 0; 2037: 0; 2038: 0; 2039: 0 | 0 | 7.6898
2040 | 7.5218 | 2027: 0; 2028: 0; 2029: 0; 2030: 0; 2031: 0; 2032: 0; 2033: 0; 2034: 0; 2035: 0; 2036: 0; 2037: 0; 2038: 0; 2039: 0; 2040: 0 | 0 | 7.5514
2041 | 7.387 | 2027: 0; 2028: 0; 2029: 0; 2030: 0; 2031: 0; 2032: 0; 2033: 0; 2034: 0; 2035: 0; 2036: 0; 2037: 0; 2038: 0; 2039: 0; 2040: 0; 2041: 0 | 0 | 7.4155
2042 | 7.2546 | 2027: 0; 2028: 0; 2029: 0; 2030: 0; 2031: 0; 2032: 0; 2033: 0; 2034: 0; 2035: 0; 2036: 0; 2037: 0; 2038: 0; 2039: 0; 2040: 0; 2041: 0; 2042: 0 | 0 | 7.2819
2043 | 7.1243 | 2027: 0; 2028: 0; 2029: 0; 2030: 0; 2031: 0; 2032: 0; 2033: 0; 2034: 0; 2035: 0; 2036: 0; 2037: 0; 2038: 0; 2039: 0; 2040: 0; 2041: 0; 2042: 0; 2043: 0 | 0 | 7.1505
2044 | 6.9961 | 2027: 0; 2028: 0; 2029: 0; 2030: 0; 2031: 0; 2032: 0; 2033: 0; 2034: 0; 2035: 0; 2036: 0; 2037: 0; 2038: 0; 2039: 0; 2040: 0; 2041: 0; 2042: 0; 2043: 0; 2044: 0 | 0 | 7.0213
2045 | 6.8699 | 2027: 0; 2028: 0; 2029: 0; 2030: 0; 2031: 0; 2032: 0; 2033: 0; 2034: 0; 2035: 0; 2036: 0; 2037: 0; 2038: 0; 2039: 0; 2040: 0; 2041: 0; 2042: 0; 2043: 0; 2044: 0; 2045: 0 | 0 | 6.8941
2046 | 6.7457 | 2027: 0; 2028: 0; 2029: 0; 2030: 0; 2031: 0; 2032: 0; 2033: 0; 2034: 0; 2035: 0; 2036: 0; 2037: 0; 2038: 0; 2039: 0; 2040: 0; 2041: 0; 2042: 0; 2043: 0; 2044: 0; 2045: 0; 2046: 0 | 0 | 6.7689
2047 | 6.6233 | 2027: 0; 2028: 0; 2029: 0; 2030: 0; 2031: 0; 2032: 0; 2033: 0; 2034: 0; 2035: 0; 2036: 0; 2037: 0; 2038: 0; 2039: 0; 2040: 0; 2041: 0; 2042: 0; 2043: 0; 2044: 0; 2045: 0; 2046: 0; 2047: 0 | 0 | 6.6455
2048 | 6.5027 | 2027: 0; 2028: 0; 2029: 0; 2030: 0; 2031: 0; 2032: 0; 2033: 0; 2034: 0; 2035: 0; 2036: 0; 2037: 0; 2038: 0; 2039: 0; 2040: 0; 2041: 0; 2042: 0; 2043: 0; 2044: 0; 2045: 0; 2046: 0; 2047: 0; 2048: 0 | 0 | 6.5241
2049 | 6.3838 | 2027: 0; 2028: 0; 2029: 0; 2030: 0; 2031: 0; 2032: 0; 2033: 0; 2034: 0; 2035: 0; 2036: 0; 2037: 0; 2038: 0; 2039: 0; 2040: 0; 2041: 0; 2042: 0; 2043: 0; 2044: 0; 2045: 0; 2046: 0; 2047: 0; 2048: 0; 2049: 0 | 0 | 6.4043
2050 | 6.2665 | 2027: 0; 2028: 0; 2029: 0; 2030: 0; 2031: 0; 2032: 0; 2033: 0; 2034: 0; 2035: 0; 2036: 0; 2037: 0; 2038: 0; 2039: 0; 2040: 0; 2041: 0; 2042: 0; 2043: 0; 2044: 0; 2045: 0; 2046: 0; 2047: 0; 2048: 0; 2049: 0; 2050: 0 | 0 | 6.2862
2051 | 6.1508 | 2027: 0; 2028: 0; 2029: 0; 2030: 0; 2031: 0; 2032: 0; 2033: 0; 2034: 0; 2035: 0; 2036: 0; 2037: 0; 2038: 0; 2039: 0; 2040: 0; 2041: 0; 2042: 0; 2043: 0; 2044: 0; 2045: 0; 2046: 0; 2047: 0; 2048: 0; 2049: 0; 2050: 0; 2051: 0 | 0 | 6.1698
2052 | 6.0367 | 2027: 0; 2028: 0; 2029: 0; 2030: 0; 2031: 0; 2032: 0; 2033: 0; 2034: 0; 2035: 0; 2036: 0; 2037: 0; 2038: 0; 2039: 0; 2040: 0; 2041: 0; 2042: 0; 2043: 0; 2044: 0; 2045: 0; 2046: 0; 2047: 0; 2048: 0; 2049: 0; 2050: 0; 2051: 0; 2052: 0 | 0 | 6.0548
2053 | 5.924 | 2027: 0; 2028: 0; 2029: 0; 2030: 0; 2031: 0; 2032: 0; 2033: 0; 2034: 0; 2035: 0; 2036: 0; 2037: 0; 2038: 0; 2039: 0; 2040: 0; 2041: 0; 2042: 0; 2043: 0; 2044: 0; 2045: 0; 2046: 0; 2047: 0; 2048: 0; 2049: 0; 2050: 0; 2051: 0; 2052: 0; 2053: 0 | 0 | 5.9414
2054 | 5.8127 | 2027: 0; 2028: 0; 2029: 0; 2030: 0; 2031: 0; 2032: 0; 2033: 0; 2034: 0; 2035: 0; 2036: 0; 2037: 0; 2038: 0; 2039: 0; 2040: 0; 2041: 0; 2042: 0; 2043: 0; 2044: 0; 2045: 0; 2046: 0; 2047: 0; 2048: 0; 2049: 0; 2050: 0; 2051: 0; 2052: 0; 2053: 0; 2054: 0 | 0 | 5.8294
2055 | 5.7027 | 2027: 0; 2028: 0; 2029: 0; 2030: 0; 2031: 0; 2032: 0; 2033: 0; 2034: 0; 2035: 0; 2036: 0; 2037: 0; 2038: 0; 2039: 0; 2040: 0; 2041: 0; 2042: 0; 2043: 0; 2044: 0; 2045: 0; 2046: 0; 2047: 0; 2048: 0; 2049: 0; 2050: 0; 2051: 0; 2052: 0; 2053: 0; 2054: 0; 2055: 0 | 0 | 5.7188
2056 | 5.594 | 2027: 0; 2028: 0; 2029: 0; 2030: 0; 2031: 0; 2032: 0; 2033: 0; 2034: 0; 2035: 0; 2036: 0; 2037: 0; 2038: 0; 2039: 0; 2040: 0; 2041: 0; 2042: 0; 2043: 0; 2044: 0; 2045: 0; 2046: 0; 2047: 0; 2048: 0; 2049: 0; 2050: 0; 2051: 0; 2052: 0; 2053: 0; 2054: 0; 2055: 0; 2056: 0 | 0 | 5.6094
2057 | 5.4865 | 2027: 0; 2028: 0; 2029: 0; 2030: 0; 2031: 0; 2032: 0; 2033: 0; 2034: 0; 2035: 0; 2036: 0; 2037: 0; 2038: 0; 2039: 0; 2040: 0; 2041: 0; 2042: 0; 2043: 0; 2044: 0; 2045: 0; 2046: 0; 2047: 0; 2048: 0; 2049: 0; 2050: 0; 2051: 0; 2052: 0; 2053: 0; 2054: 0; 2055: 0; 2056: 0; 2057: 0 | 0 | 5.5014
2058 | 5.3803 | 2027: 0; 2028: 0; 2029: 0; 2030: 0; 2031: 0; 2032: 0; 2033: 0; 2034: 0; 2035: 0; 2036: 0; 2037: 0; 2038: 0; 2039: 0; 2040: 0; 2041: 0; 2042: 0; 2043: 0; 2044: 0; 2045: 0; 2046: 0; 2047: 0; 2048: 0; 2049: 0; 2050: 0; 2051: 0; 2052: 0; 2053: 0; 2054: 0; 2055: 0; 2056: 0; 2057: 0; 2058: 0 | 0 | 5.3945
2059 | 5.2751 | 2027: 0; 2028: 0; 2029: 0; 2030: 0; 2031: 0; 2032: 0; 2033: 0; 2034: 0; 2035: 0; 2036: 0; 2037: 0; 2038: 0; 2039: 0; 2040: 0; 2041: 0; 2042: 0; 2043: 0; 2044: 0; 2045: 0; 2046: 0; 2047: 0; 2048: 0; 2049: 0; 2050: 0; 2051: 0; 2052: 0; 2053: 0; 2054: 0; 2055: 0; 2056: 0; 2057: 0; 2058: 0; 2059: 0 | 0 | 5.2888
2060 | 5.1711 | 2027: 0; 2028: 0; 2029: 0; 2030: 0; 2031: 0; 2032: 0; 2033: 0; 2034: 0; 2035: 0; 2036: 0; 2037: 0; 2038: 0; 2039: 0; 2040: 0; 2041: 0; 2042: 0; 2043: 0; 2044: 0; 2045: 0; 2046: 0; 2047: 0; 2048: 0; 2049: 0; 2050: 0; 2051: 0; 2052: 0; 2053: 0; 2054: 0; 2055: 0; 2056: 0; 2057: 0; 2058: 0; 2059: 0; 2060: 0 | 0 | 5.1842
2061 | 5.0681 | 2027: 0; 2028: 0; 2029: 0; 2030: 0; 2031: 0; 2032: 0; 2033: 0; 2034: 0; 2035: 0; 2036: 0; 2037: 0; 2038: 0; 2039: 0; 2040: 0; 2041: 0; 2042: 0; 2043: 0; 2044: 0; 2045: 0; 2046: 0; 2047: 0; 2048: 0; 2049: 0; 2050: 0; 2051: 0; 2052: 0; 2053: 0; 2054: 0; 2055: 0; 2056: 0; 2057: 0; 2058: 0; 2059: 0; 2060: 0; 2061: 0 | 0 | 5.0807
2062 | 4.9661 | 2027: 0; 2028: 0; 2029: 0; 2030: 0; 2031: 0; 2032: 0; 2033: 0; 2034: 0; 2035: 0; 2036: 0; 2037: 0; 2038: 0; 2039: 0; 2040: 0; 2041: 0; 2042: 0; 2043: 0; 2044: 0; 2045: 0; 2046: 0; 2047: 0; 2048: 0; 2049: 0; 2050: 0; 2051: 0; 2052: 0; 2053: 0; 2054: 0; 2055: 0; 2056: 0; 2057: 0; 2058: 0; 2059: 0; 2060: 0; 2061: 0; 2062: 0 | 0 | 4.9782
2063 | 4.8651 | 2027: 0; 2028: 0; 2029: 0; 2030: 0; 2031: 0; 2032: 0; 2033: 0; 2034: 0; 2035: 0; 2036: 0; 2037: 0; 2038: 0; 2039: 0; 2040: 0; 2041: 0; 2042: 0; 2043: 0; 2044: 0; 2045: 0; 2046: 0; 2047: 0; 2048: 0; 2049: 0; 2050: 0; 2051: 0; 2052: 0; 2053: 0; 2054: 0; 2055: 0; 2056: 0; 2057: 0; 2058: 0; 2059: 0; 2060: 0; 2061: 0; 2062: 0; 2063: 0 | 0 | 4.8767
2064 | 4.765 | 2027: 0; 2028: 0; 2029: 0; 2030: 0; 2031: 0; 2032: 0; 2033: 0; 2034: 0; 2035: 0; 2036: 0; 2037: 0; 2038: 0; 2039: 0; 2040: 0; 2041: 0; 2042: 0; 2043: 0; 2044: 0; 2045: 0; 2046: 0; 2047: 0; 2048: 0; 2049: 0; 2050: 0; 2051: 0; 2052: 0; 2053: 0; 2054: 0; 2055: 0; 2056: 0; 2057: 0; 2058: 0; 2059: 0; 2060: 0; 2061: 0; 2062: 0; 2063: 0; 2064: 0 | 0 | 4.7761
2065 | 4.6658 | 2027: 0; 2028: 0; 2029: 0; 2030: 0; 2031: 0; 2032: 0; 2033: 0; 2034: 0; 2035: 0; 2036: 0; 2037: 0; 2038: 0; 2039: 0; 2040: 0; 2041: 0; 2042: 0; 2043: 0; 2044: 0; 2045: 0; 2046: 0; 2047: 0; 2048: 0; 2049: 0; 2050: 0; 2051: 0; 2052: 0; 2053: 0; 2054: 0; 2055: 0; 2056: 0; 2057: 0; 2058: 0; 2059: 0; 2060: 0; 2061: 0; 2062: 0; 2063: 0; 2064: 0; 2065: 0 | 0 | 4.6765
2066 | 4.5674 | 2027: 0; 2028: 0; 2029: 0; 2030: 0; 2031: 0; 2032: 0; 2033: 0; 2034: 0; 2035: 0; 2036: 0; 2037: 0; 2038: 0; 2039: 0; 2040: 0; 2041: 0; 2042: 0; 2043: 0; 2044: 0; 2045: 0; 2046: 0; 2047: 0; 2048: 0; 2049: 0; 2050: 0; 2051: 0; 2052: 0; 2053: 0; 2054: 0; 2055: 0; 2056: 0; 2057: 0; 2058: 0; 2059: 0; 2060: 0; 2061: 0; 2062: 0; 2063: 0; 2064: 0; 2065: 0; 2066: 0 | 0 | 4.5777
2067 | 4.4699 | 2027: 0; 2028: 0; 2029: 0; 2030: 0; 2031: 0; 2032: 0; 2033: 0; 2034: 0; 2035: 0; 2036: 0; 2037: 0; 2038: 0; 2039: 0; 2040: 0; 2041: 0; 2042: 0; 2043: 0; 2044: 0; 2045: 0; 2046: 0; 2047: 0; 2048: 0; 2049: 0; 2050: 0; 2051: 0; 2052: 0; 2053: 0; 2054: 0; 2055: 0; 2056: 0; 2057: 0; 2058: 0; 2059: 0; 2060: 0; 2061: 0; 2062: 0; 2063: 0; 2064: 0; 2065: 0; 2066: 0; 2067: 0 | 0 | 4.4798
2068 | 4.3732 | 2027: 0; 2028: 0; 2029: 0; 2030: 0; 2031: 0; 2032: 0; 2033: 0; 2034: 0; 2035: 0; 2036: 0; 2037: 0; 2038: 0; 2039: 0; 2040: 0; 2041: 0; 2042: 0; 2043: 0; 2044: 0; 2045: 0; 2046: 0; 2047: 0; 2048: 0; 2049: 0; 2050: 0; 2051: 0; 2052: 0; 2053: 0; 2054: 0; 2055: 0; 2056: 0; 2057: 0; 2058: 0; 2059: 0; 2060: 0; 2061: 0; 2062: 0; 2063: 0; 2064: 0; 2065: 0; 2066: 0; 2067: 0; 2068: 0 | 0 | 4.3826
2069 | 4.2772 | 2027: 0; 2028: 0; 2029: 0; 2030: 0; 2031: 0; 2032: 0; 2033: 0; 2034: 0; 2035: 0; 2036: 0; 2037: 0; 2038: 0; 2039: 0; 2040: 0; 2041: 0; 2042: 0; 2043: 0; 2044: 0; 2045: 0; 2046: 0; 2047: 0; 2048: 0; 2049: 0; 2050: 0; 2051: 0; 2052: 0; 2053: 0; 2054: 0; 2055: 0; 2056: 0; 2057: 0; 2058: 0; 2059: 0; 2060: 0; 2061: 0; 2062: 0; 2063: 0; 2064: 0; 2065: 0; 2066: 0; 2067: 0; 2068: 0; 2069: 0 | 0 | 4.2863
2070 | 4.1819 | 2027: 0; 2028: 0; 2029: 0; 2030: 0; 2031: 0; 2032: 0; 2033: 0; 2034: 0; 2035: 0; 2036: 0; 2037: 0; 2038: 0; 2039: 0; 2040: 0; 2041: 0; 2042: 0; 2043: 0; 2044: 0; 2045: 0; 2046: 0; 2047: 0; 2048: 0; 2049: 0; 2050: 0; 2051: 0; 2052: 0; 2053: 0; 2054: 0; 2055: 0; 2056: 0; 2057: 0; 2058: 0; 2059: 0; 2060: 0; 2061: 0; 2062: 0; 2063: 0; 2064: 0; 2065: 0; 2066: 0; 2067: 0; 2068: 0; 2069: 0; 2070: 0 | 0 | 4.1906
2071 | 4.0874 | 2027: 0; 2028: 0; 2029: 0; 2030: 0; 2031: 0; 2032: 0; 2033: 0; 2034: 0; 2035: 0; 2036: 0; 2037: 0; 2038: 0; 2039: 0; 2040: 0; 2041: 0; 2042: 0; 2043: 0; 2044: 0; 2045: 0; 2046: 0; 2047: 0; 2048: 0; 2049: 0; 2050: 0; 2051: 0; 2052: 0; 2053: 0; 2054: 0; 2055: 0; 2056: 0; 2057: 0; 2058: 0; 2059: 0; 2060: 0; 2061: 0; 2062: 0; 2063: 0; 2064: 0; 2065: 0; 2066: 0; 2067: 0; 2068: 0; 2069: 0; 2070: 0; 2071: 0 | 0 | 4.0957
2072 | 3.9935 | 2027: 0; 2028: 0; 2029: 0; 2030: 0; 2031: 0; 2032: 0; 2033: 0; 2034: 0; 2035: 0; 2036: 0; 2037: 0; 2038: 0; 2039: 0; 2040: 0; 2041: 0; 2042: 0; 2043: 0; 2044: 0; 2045: 0; 2046: 0; 2047: 0; 2048: 0; 2049: 0; 2050: 0; 2051: 0; 2052: 0; 2053: 0; 2054: 0; 2055: 0; 2056: 0; 2057: 0; 2058: 0; 2059: 0; 2060: 0; 2061: 0; 2062: 0; 2063: 0; 2064: 0; 2065: 0; 2066: 0; 2067: 0; 2068: 0; 2069: 0; 2070: 0; 2071: 0; 2072: 0 | 0 | 4.0015
2073 | 3.9002 | 2027: 0; 2028: 0; 2029: 0; 2030: 0; 2031: 0; 2032: 0; 2033: 0; 2034: 0; 2035: 0; 2036: 0; 2037: 0; 2038: 0; 2039: 0; 2040: 0; 2041: 0; 2042: 0; 2043: 0; 2044: 0; 2045: 0; 2046: 0; 2047: 0; 2048: 0; 2049: 0; 2050: 0; 2051: 0; 2052: 0; 2053: 0; 2054: 0; 2055: 0; 2056: 0; 2057: 0; 2058: 0; 2059: 0; 2060: 0; 2061: 0; 2062: 0; 2063: 0; 2064: 0; 2065: 0; 2066: 0; 2067: 0; 2068: 0; 2069: 0; 2070: 0; 2071: 0; 2072: 0; 2073: 0 | 0 | 3.9079
2074 | 3.8076 | 2027: 0; 2028: 0; 2029: 0; 2030: 0; 2031: 0; 2032: 0; 2033: 0; 2034: 0; 2035: 0; 2036: 0; 2037: 0; 2038: 0; 2039: 0; 2040: 0; 2041: 0; 2042: 0; 2043: 0; 2044: 0; 2045: 0; 2046: 0; 2047: 0; 2048: 0; 2049: 0; 2050: 0; 2051: 0; 2052: 0; 2053: 0; 2054: 0; 2055: 0; 2056: 0; 2057: 0; 2058: 0; 2059: 0; 2060: 0; 2061: 0; 2062: 0; 2063: 0; 2064: 0; 2065: 0; 2066: 0; 2067: 0; 2068: 0; 2069: 0; 2070: 0; 2071: 0; 2072: 0; 2073: 0; 2074: 0 | 0 | 3.815
2075 | 3.7156 | 0 | 0 | 0 | 0 | 0 | 0 | 0 | 0 | 0 | 0 | 0 | 0 | 0 | 0 | 0 | 0 | 0 | 0 | 0 | 0 | 0 | 0 | 0 | 0 | 0 | 0 | 0 | 0 | 0 | 0 | 0 | 0 | 0 | 0 | 0 | 0 | 0 | 0 | 0 | 0 | 0 | 0 | 0 | 0 | 0 | 0 | 0 | 0 | 0 | [32 empty] | 0 | 3.7227
2076 | 3.6241 | 0 | 0 | 0 | 0 | 0 | 0 | 0 | 0 | 0 | 0 | 0 | 0 | 0 | 0 | 0 | 0 | 0 | 0 | 0 | 0 | 0 | 0 | 0 | 0 | 0 | 0 | 0 | 0 | 0 | 0 | 0 | 0 | 0 | 0 | 0 | 0 | 0 | 0 | 0 | 0 | 0 | 0 | 0 | 0 | 0 | 0 | 0 | 0 | 0 | 0 | [31 empty] | 0 | 3.6309
2077 | 3.5332 | 0 | 0 | 0 | 0 | 0 | 0 | 0 | 0 | 0 | 0 | 0 | 0 | 0 | 0 | 0 | 0 | 0 | 0 | 0 | 0 | 0 | 0 | 0 | 0 | 0 | 0 | 0 | 0 | 0 | 0 | 0 | 0 | 0 | 0 | 0 | 0 | 0 | 0 | 0 | 0 | 0 | 0 | 0 | 0 | 0 | 0 | 0 | 0 | 0 | 0 | 0 | [30 empty] | 0 | 3.5397
2078 | 3.4427 | 0 | 0 | 0 | 0 | 0 | 0 | 0 | 0 | 0 | 0 | 0 | 0 | 0 | 0 | 0 | 0 | 0 | 0 | 0 | 0 | 0 | 0 | 0 | 0 | 0 | 0 | 0 | 0 | 0 | 0 | 0 | 0 | 0 | 0 | 0 | 0 | 0 | 0 | 0 | 0 | 0 | 0 | 0 | 0 | 0 | 0 | 0 | 0 | 0 | 0 | 0 | 0 | [29 empty] | 0 | 3.449
2079 | 3.3528 | 0 | 0 | 0 | 0 | 0 | 0 | 0 | 0 | 0 | 0 | 0 | 0 | 0 | 0 | 0 | 0 | 0 | 0 | 0 | 0 | 0 | 0 | 0 | 0 | 0 | 0 | 0 | 0 | 0 | 0 | 0 | 0 | 0 | 0 | 0 | 0 | 0 | 0 | 0 | 0 | 0 | 0 | 0 | 0 | 0 | 0 | 0 | 0 | 0 | 0 | 0 | 0 | 0 | [28 empty] | 0 | 3.3589
2080 | 3.2634 | 0 | 0 | 0 | 0 | 0 | 0 | 0 | 0 | 0 | 0 | 0 | 0 | 0 | 0 | 0 | 0 | 0 | 0 | 0 | 0 | 0 | 0 | 0 | 0 | 0 | 0 | 0 | 0 | 0 | 0 | 0 | 0 | 0 | 0 | 0 | 0 | 0 | 0 | 0 | 0 | 0 | 0 | 0 | 0 | 0 | 0 | 0 | 0 | 0 | 0 | 0 | 0 | 0 | 0 | [27 empty] | 0 | 3.2692
2081 | 3.1745 | 0 | 0 | 0 | 0 | 0 | 0 | 0 | 0 | 0 | 0 | 0 | 0 | 0 | 0 | 0 | 0 | 0 | 0 | 0 | 0 | 0 | 0 | 0 | 0 | 0 | 0 | 0 | 0 | 0 | 0 | 0 | 0 | 0 | 0 | 0 | 0 | 0 | 0 | 0 | 0 | 0 | 0 | 0 | 0 | 0 | 0 | 0 | 0 | 0 | 0 | 0 | 0 | 0 | 0 | 0 | [26 empty] | 0 | 3.18
2082 | 3.086 | 0 | 0 | 0 | 0 | 0 | 0 | 0 | 0 | 0 | 0 | 0 | 0 | 0 | 0 | 0 | 0 | 0 | 0 | 0 | 0 | 0 | 0 | 0 | 0 | 0 | 0 | 0 | 0 | 0 | 0 | 0 | 0 | 0 | 0 | 0 | 0 | 0 | 0 | 0 | 0 | 0 | 0 | 0 | 0 | 0 | 0 | 0 | 0 | 0 | 0 | 0 | 0 | 0 | 0 | 0 | 0 | [25 empty] | 0 | 3.0913
2083 | 2.9979 | 0 | 0 | 0 | 0 | 0 | 0 | 0 | 0 | 0 | 0 | 0 | 0 | 0 | 0 | 0 | 0 | 0 | 0 | 0 | 0 | 0 | 0 | 0 | 0 | 0 | 0 | 0 | 0 | 0 | 0 | 0 | 0 | 0 | 0 | 0 | 0 | 0 | 0 | 0 | 0 | 0 | 0 | 0 | 0 | 0 | 0 | 0 | 0 | 0 | 0 | 0 | 0 | 0 | 0 | 0 | 0 | 0 | [24 empty] | 0 | 3.003
2084 | 2.9102 | 0 | 0 | 0 | 0 | 0 | 0 | 0 | 0 | 0 | 0 | 0 | 0 | 0 | 0 | 0 | 0 | 0 | 0 | 0 | 0 | 0 | 0 | 0 | 0 | 0 | 0 | 0 | 0 | 0 | 0 | 0 | 0 | 0 | 0 | 0 | 0 | 0 | 0 | 0 | 0 | 0 | 0 | 0 | 0 | 0 | 0 | 0 | 0 | 0 | 0 | 0 | 0 | 0 | 0 | 0 | 0 | 0 | 0 | [23 empty] | 0 | 2.9151
2085 | 2.8229 | 0 | 0 | 0 | 0 | 0 | 0 | 0 | 0 | 0 | 0 | 0 | 0 | 0 | 0 | 0 | 0 | 0 | 0 | 0 | 0 | 0 | 0 | 0 | 0 | 0 | 0 | 0 | 0 | 0 | 0 | 0 | 0 | 0 | 0 | 0 | 0 | 0 | 0 | 0 | 0 | 0 | 0 | 0 | 0 | 0 | 0 | 0 | 0 | 0 | 0 | 0 | 0 | 0 | 0 | 0 | 0 | 0 | 0 | 0 | [22 empty] | 0 | 2.8276
2086 | 2.736 | 0 | 0 | 0 | 0 | 0 | 0 | 0 | 0 | 0 | 0 | 0 | 0 | 0 | 0 | 0 | 0 | 0 | 0 | 0 | 0 | 0 | 0 | 0 | 0 | 0 | 0 | 0 | 0 | 0 | 0 | 0 | 0 | 0 | 0 | 0 | 0 | 0 | 0 | 0 | 0 | 0 | 0 | 0 | 0 | 0 | 0 | 0 | 0 | 0 | 0 | 0 | 0 | 0 | 0 | 0 | 0 | 0 | 0 | 0 | 0 | [21 empty] | 0 | 2.7405
2087 | 2.6495 | 0 | 0 | 0 | 0 | 0 | 0 | 0 | 0 | 0 | 0 | 0 | 0 | 0 | 0 | 0 | 0 | 0 | 0 | 0 | 0 | 0 | 0 | 0 | 0 | 0 | 0 | 0 | 0 | 0 | 0 | 0 | 0 | 0 | 0 | 0 | 0 | 0 | 0 | 0 | 0 | 0 | 0 | 0 | 0 | 0 | 0 | 0 | 0 | 0 | 0 | 0 | 0 | 0 | 0 | 0 | 0 | 0 | 0 | 0 | 0 | 0 | [20 empty] | 0 | 2.6538
2088 | 2.5633 | 0 | 0 | 0 | 0 | 0 | 0 | 0 | 0 | 0 | 0 | 0 | 0 | 0 | 0 | 0 | 0 | 0 | 0 | 0 | 0 | 0 | 0 | 0 | 0 | 0 | 0 | 0 | 0 | 0 | 0 | 0 | 0 | 0 | 0 | 0 | 0 | 0 | 0 | 0 | 0 | 0 | 0 | 0 | 0 | 0 | 0 | 0 | 0 | 0 | 0 | 0 | 0 | 0 | 0 | 0 | 0 | 0 | 0 | 0 | 0 | 0 | 0 | [19 empty] | 0 | 2.5675
2089 | 2.4774 | 0 | 0 | 0 | 0 | 0 | 0 | 0 | 0 | 0 | 0 | 0 | 0 | 0 | 0 | 0 | 0 | 0 | 0 | 0 | 0 | 0 | 0 | 0 | 0 | 0 | 0 | 0 | 0 | 0 | 0 | 0 | 0 | 0 | 0 | 0 | 0 | 0 | 0 | 0 | 0 | 0 | 0 | 0 | 0 | 0 | 0 | 0 | 0 | 0 | 0 | 0 | 0 | 0 | 0 | 0 | 0 | 0 | 0 | 0 | 0 | 0 | 0 | 0 | [18 empty] | 0 | 2.4814
2090 | 2.3919 | 0 | 0 | 0 | 0 | 0 | 0 | 0 | 0 | 0 | 0 | 0 | 0 | 0 | 0 | 0 | 0 | 0 | 0 | 0 | 0 | 0 | 0 | 0 | 0 | 0 | 0 | 0 | 0 | 0 | 0 | 0 | 0 | 0 | 0 | 0 | 0 | 0 | 0 | 0 | 0 | 0 | 0 | 0 | 0 | 0 | 0 | 0 | 0 | 0 | 0 | 0 | 0 | 0 | 0 | 0 | 0 | 0 | 0 | 0 | 0 | 0 | 0 | 0 | 0 | [17 empty] | 0 | 2.3957
2091 | 2.3066 | 0 | 0 | 0 | 0 | 0 | 0 | 0 | 0 | 0 | 0 | 0 | 0 | 0 | 0 | 0 | 0 | 0 | 0 | 0 | 0 | 0 | 0 | 0 | 0 | 0 | 0 | 0 | 0 | 0 | 0 | 0 | 0 | 0 | 0 | 0 | 0 | 0 | 0 | 0 | 0 | 0 | 0 | 0 | 0 | 0 | 0 | 0 | 0 | 0 | 0 | 0 | 0 | 0 | 0 | 0 | 0 | 0 | 0 | 0 | 0 | 0 | 0 | 0 | 0 | 0 | [16 empty] | 0 | 2.3103
2092 | 2.2217 | 0 | 0 | 0 | 0 | 0 | 0 | 0 | 0 | 0 | 0 | 0 | 0 | 0 | 0 | 0 | 0 | 0 | 0 | 0 | 0 | 0 | 0 | 0 | 0 | 0 | 0 | 0 | 0 | 0 | 0 | 0 | 0 | 0 | 0 | 0 | 0 | 0 | 0 | 0 | 0 | 0 | 0 | 0 | 0 | 0 | 0 | 0 | 0 | 0 | 0 | 0 | 0 | 0 | 0 | 0 | 0 | 0 | 0 | 0 | 0 | 0 | 0 | 0 | 0 | 0 | 0 | [15 empty] | 0 | 2.2253
2093 | 2.1371 | 0 | 0 | 0 | 0 | 0 | 0 | 0 | 0 | 0 | 0 | 0 | 0 | 0 | 0 | 0 | 0 | 0 | 0 | 0 | 0 | 0 | 0 | 0 | 0 | 0 | 0 | 0 | 0 | 0 | 0 | 0 | 0 | 0 | 0 | 0 | 0 | 0 | 0 | 0 | 0 | 0 | 0 | 0 | 0 | 0 | 0 | 0 | 0 | 0 | 0 | 0 | 0 | 0 | 0 | 0 | 0 | 0 | 0 | 0 | 0 | 0 | 0 | 0 | 0 | 0 | 0 | 0 | [14 empty] | 0 | 2.1405
2094 | 2.0527 | 0 | 0 | 0 | 0 | 0 | 0 | 0 | 0 | 0 | 0 | 0 | 0 | 0 | 0 | 0 | 0 | 0 | 0 | 0 | 0 | 0 | 0 | 0 | 0 | 0 | 0 | 0 | 0 | 0 | 0 | 0 | 0 | 0 | 0 | 0 | 0 | 0 | 0 | 0 | 0 | 0 | 0 | 0 | 0 | 0 | 0 | 0 | 0 | 0 | 0 | 0 | 0 | 0 | 0 | 0 | 0 | 0 | 0 | 0 | 0 | 0 | 0 | 0 | 0 | 0 | 0 | 0 | 0 | [13 empty] | 0 | 2.056
2095 | 1.9686 | 0 | 0 | 0 | 0 | 0 | 0 | 0 | 0 | 0 | 0 | 0 | 0 | 0 | 0 | 0 | 0 | 0 | 0 | 0 | 0 | 0 | 0 | 0 | 0 | 0 | 0 | 0 | 0 | 0 | 0 | 0 | 0 | 0 | 0 | 0 | 0 | 0 | 0 | 0 | 0 | 0 | 0 | 0 | 0 | 0 | 0 | 0 | 0 | 0 | 0 | 0 | 0 | 0 | 0 | 0 | 0 | 0 | 0 | 0 | 0 | 0 | 0 | 0 | 0 | 0 | 0 | 0 | 0 | 0 | [12 empty] | 0 | 1.9717
2096 | 1.8847 | 0 | 0 | 0 | 0 | 0 | 0 | 0 | 0 | 0 | 0 | 0 | 0 | 0 | 0 | 0 | 0 | 0 | 0 | 0 | 0 | 0 | 0 | 0 | 0 | 0 | 0 | 0 | 0 | 0 | 0 | 0 | 0 | 0 | 0 | 0 | 0 | 0 | 0 | 0 | 0 | 0 | 0 | 0 | 0 | 0 | 0 | 0 | 0 | 0 | 0 | 0 | 0 | 0 | 0 | 0 | 0 | 0 | 0 | 0 | 0 | 0 | 0 | 0 | 0 | 0 | 0 | 0 | 0 | 0 | 0 | [11 empty] | 0 | 1.8877
2097 | 1.8011 | 0 | 0 | 0 | 0 | 0 | 0 | 0 | 0 | 0 | 0 | 0 | 0 | 0 | 0 | 0 | 0 | 0 | 0 | 0 | 0 | 0 | 0 | 0 | 0 | 0 | 0 | 0 | 0 | 0 | 0 | 0 | 0 | 0 | 0 | 0 | 0 | 0 | 0 | 0 | 0 | 0 | 0 | 0 | 0 | 0 | 0 | 0 | 0 | 0 | 0 | 0 | 0 | 0 | 0 | 0 | 0 | 0 | 0 | 0 | 0 | 0 | 0 | 0 | 0 | 0 | 0 | 0 | 0 | 0 | 0 | 0 | [10 empty] | 0 | 1.804
2098 | 1.7177 | 0 | 0 | 0 | 0 | 0 | 0 | 0 | 0 | 0 | 0 | 0 | 0 | 0 | 0 | 0 | 0 | 0 | 0 | 0 | 0 | 0 | 0 | 0 | 0 | 0 | 0 | 0 | 0 | 0 | 0 | 0 | 0 | 0 | 0 | 0 | 0 | 0 | 0 | 0 | 0 | 0 | 0 | 0 | 0 | 0 | 0 | 0 | 0 | 0 | 0 | 0 | 0 | 0 | 0 | 0 | 0 | 0 | 0 | 0 | 0 | 0 | 0 | 0 | 0 | 0 | 0 | 0 | 0 | 0 | 0 | 0 | 0 | [9 empty] | 0 | 1.7205
2099 | 1.6345 | 0 | 0 | 0 | 0 | 0 | 0 | 0 | 0 | 0 | 0 | 0 | 0 | 0 | 0 | 0 | 0 | 0 | 0 | 0 | 0 | 0 | 0 | 0 | 0 | 0 | 0 | 0 | 0 | 0 | 0 | 0 | 0 | 0 | 0 | 0 | 0 | 0 | 0 | 0 | 0 | 0 | 0 | 0 | 0 | 0 | 0 | 0 | 0 | 0 | 0 | 0 | 0 | 0 | 0 | 0 | 0 | 0 | 0 | 0 | 0 | 0 | 0 | 0 | 0 | 0 | 0 | 0 | 0 | 0 | 0 | 0 | 0 | 0 | [8 empty] | 0 | 1.6372
2100 | 1.5516 | 0 | 0 | 0 | 0 | 0 | 0 | 0 | 0 | 0 | 0 | 0 | 0 | 0 | 0 | 0 | 0 | 0 | 0 | 0 | 0 | 0 | 0 | 0 | 0 | 0 | 0 | 0 | 0 | 0 | 0 | 0 | 0 | 0 | 0 | 0 | 0 | 0 | 0 | 0 | 0 | 0 | 0 | 0 | 0 | 0 | 0 | 0 | 0 | 0 | 0 | 0 | 0 | 0 | 0 | 0 | 0 | 0 | 0 | 0 | 0 | 0 | 0 | 0 | 0 | 0 | 0 | 0 | 0 | 0 | 0 | 0 | 0 | 0 | 0 | [7 empty] | 0 | 1.5541
2101 | 1.4688 | 0 | 0 | 0 | 0 | 0 | 0 | 0 | 0 | 0 | 0 | 0 | 0 | 0 | 0 | 0 | 0 | 0 | 0 | 0 | 0 | 0 | 0 | 0 | 0 | 0 | 0 | 0 | 0 | 0 | 0 | 0 | 0 | 0 | 0 | 0 | 0 | 0 | 0 | 0 | 0 | 0 | 0 | 0 | 0 | 0 | 0 | 0 | 0 | 0 | 0 | 0 | 0 | 0 | 0 | 0 | 0 | 0 | 0 | 0 | 0 | 0 | 0 | 0 | 0 | 0 | 0 | 0 | 0 | 0 | 0 | 0 | 0 | 0 | 0 | 0 | [6 empty] | 0 | 1.4713
2102 | 1.3863 | 0 | 0 | 0 | 0 | 0 | 0 | 0 | 0 | 0 | 0 | 0 | 0 | 0 | 0 | 0 | 0 | 0 | 0 | 0 | 0 | 0 | 0 | 0 | 0 | 0 | 0 | 0 | 0 | 0 | 0 | 0 | 0 | 0 | 0 | 0 | 0 | 0 | 0 | 0 | 0 | 0 | 0 | 0 | 0 | 0 | 0 | 0 | 0 | 0 | 0 | 0 | 0 | 0 | 0 | 0 | 0 | 0 | 0 | 0 | 0 | 0 | 0 | 0 | 0 | 0 | 0 | 0 | 0 | 0 | 0 | 0 | 0 | 0 | 0 | 0 | 0 | [5 empty] | 0 | 1.3886
2103 | 1.3039 | 0 | 0 | 0 | 0 | 0 | 0 | 0 | 0 | 0 | 0 | 0 | 0 | 0 | 0 | 0 | 0 | 0 | 0 | 0 | 0 | 0 | 0 | 0 | 0 | 0 | 0 | 0 | 0 | 0 | 0 | 0 | 0 | 0 | 0 | 0 | 0 | 0 | 0 | 0 | 0 | 0 | 0 | 0 | 0 | 0 | 0 | 0 | 0 | 0 | 0 | 0 | 0 | 0 | 0 | 0 | 0 | 0 | 0 | 0 | 0 | 0 | 0 | 0 | 0 | 0 | 0 | 0 | 0 | 0 | 0 | 0 | 0 | 0 | 0 | 0 | 0 | 0 |  |  |  |  | 0 | 1.3061
2104 | 1.2217 | 0 | 0 | 0 | 0 | 0 | 0 | 0 | 0 | 0 | 0 | 0 | 0 | 0 | 0 | 0 | 0 | 0 | 0 | 0 | 0 | 0 | 0 | 0 | 0 | 0 | 0 | 0 | 0 | 0 | 0 | 0 | 0 | 0 | 0 | 0 | 0 | 0 | 0 | 0 | 0 | 0 | 0 | 0 | 0 | 0 | 0 | 0 | 0 | 0 | 0 | 0 | 0 | 0 | 0 | 0 | 0 | 0 | 0 | 0 | 0 | 0 | 0 | 0 | 0 | 0 | 0 | 0 | 0 | 0 | 0 | 0 | 0 | 0 | 0 | 0 | 0 | 0 | 0 |  |  |  | 0 | 1.2239
2105 | 2.5928 | 0 | 0 | 0 | 0 | 0 | 0 | 0 | 0 | 0 | 0 | 0 | 0 | 0 | 0 | 0 | 0 | 0 | 0 | 0 | 0 | 0 | 0 | 0 | 0 | 0 | 0 | 0 | 0 | 0 | 0 | 0 | 0 | 0 | 0 | 0 | 0 | 0 | 0 | 0 | 0 | 0 | 0 | 0 | 0 | 0 | 0 | 0 | 0 | 0 | 0 | 0 | 0 | 0 | 0 | 0 | 0 | 0 | 0 | 0 | 0 | 0 | 0 | 0 | 0 | 0 | 0 | 0 | 0 | 0 | 0 | 0 | 0 | 0 | 0 | 0 | 0 | 0 | 0 | 0 |  |  | 0 | 2.6115
2106 | 0 | 0 | 0 | 0 | 0 | 0 | 0 | 0 | 0 | 0 | 0 | 0 | 0 | 0 | 0 | 0 | 0 | 0 | 0 | 0 | 0 | 0 | 0 | 0 | 0 | 0 | 0 | 0 | 0 | 0 | 0 | 0 | 0 | 0 | 0 | 0 | 0 | 0 | 0 | 0 | 0 | 0 | 0 | 0 | 0 | 0 | 0 | 0 | 0 | 0 | 0 | 0 | 0 | 0 | 0 | 0 | 0 | 0 | 0 | 0 | 0 | 0 | 0 | 0 | 0 | 0 | 0 | 0 | 0 | 0 | 0 | 0 | 0 | 0 | 0 | 0 | 0 | 0 | 0 | 0 | 0 |  | 0 | 0
2107 | 0 | 0 | 0 | 0 | 0 | 0 | 0 | 0 | 0 | 0 | 0 | 0 | 0 | 0 | 0 | 0 | 0 | 0 | 0 | 0 | 0 | 0 | 0 | 0 | 0 | 0 | 0 | 0 | 0 | 0 | 0 | 0 | 0 | 0 | 0 | 0 | 0 | 0 | 0 | 0 | 0 | 0 | 0 | 0 | 0 | 0 | 0 | 0 | 0 | 0 | 0 | 0 | 0 | 0 | 0 | 0 | 0 | 0 | 0 | 0 | 0 | 0 | 0 | 0 | 0 | 0 | 0 | 0 | 0 | 0 | 0 | 0 | 0 | 0 | 0 | 0 | 0 | 0 | 0 | 0 | 0 | 0 | 0 | 0
Total | 380.7662 | 0 | 0 | 0 | 0 | 0 | 0 | 0 | 0 | 0 | 0 | 0 | 0 | 0 | 0 | 0 | 0 | 0 | 0 | 0 | 0 | 0 | 0 | 0 | 0 | 0 | 0 | 0 | 0 | 0 | 0 | 0 | 0 | 0 | 0 | 0 | 0 | 0 | 0 | 0 | 0 | 0 | 0 | 0 | 0 | 0 | 0 | 0 | 0 | 0 | 0 | 0 | 0 | 0 | 0 | 0 | 0 | 0 | 0 | 0 | 0 | 0 | 0 | 0 | 0 | 0 | 0 | 0 | 0 | 0 | 0 | 0 | 0 | 0 | 0 | 0 | 0 | 0 | 0 | 0 | 0 | 0 | 0 | 0
0
SUNCOST |  | 0 | 0 | 0 | 0 | 0 | 0 | 0 | 0 | 0 | 0 | 0 | 0 | 0 | 0 | 0 | 0 | 0 | 0 | 0 | 0 | 0 | 0 | 0 | 0 | 0 | 0 | 0 | 0 | 0 | 0 | 0 | 0 | 0 | 0 | 0 | 0 | 0 | 0 | 0 | 0 | 0 | 0 | 0 | 0 | 0 | 0 | 0 | 0 | 0 | 0 | 0 | 0 | 0 | 0 | 0 | 0 | 0 | 0 | 0 | 0 | 0 | 0 | 0 | 0 | 0 | 0 | 0 | 0 | 0 | 0 | 0 | 0 | 0 | 0 | 0 | 0 | 0 | 0 | 0 | 0 | 0
NPV SUNK COST
2027 |  | 0 | 0 | 0 | 0 | 0 | 0 | 0 | 0 | 0 | 0 | 0 | 0 | 0 | 0 | 0 | 0 | 0 | 0 | 0 | 0 | 0 | 0 | 0 | 0 | 0 | 0 | 0 | 0 | 0 | 0 | 0 | 0 | 0 | 0 | 0 | 0 | 0 | 0 | 0 | 0 | 0 | 0 | 0 | 0 | 0 | 0 | 0 | 0 | 0 | 0 | 0 | 0 | 0 | 0 | 0 | 0 | 0 | 0 | 0 | 0 | 0 | 0 | 0 | 0 | 0 | 0 | 0 | 0 | 0 | 0 | 0 | 0 | 0 | 0 | 0 | 0 | 0 | 0 | 0 | 0 | 0 | 0
2028 |  | 0 | 0 | 0 | 0 | 0 | 0 | 0 | 0 | 0 | 0 | 0 | 0 | 0 | 0 | 0 | 0 | 0 | 0 | 0 | 0 | 0 | 0 | 0 | 0 | 0 | 0 | 0 | 0 | 0 | 0 | 0 | 0 | 0 | 0 | 0 | 0 | 0 | 0 | 0 | 0 | 0 | 0 | 0 | 0 | 0 | 0 | 0 | 0 | 0 | 0 | 0 | 0 | 0 | 0 | 0 | 0 | 0 | 0 | 0 | 0 | 0 | 0 | 0 | 0 | 0 | 0 | 0 | 0 | 0 | 0 | 0 | 0 | 0 | 0 | 0 | 0 | 0 | 0 | 0 | 0 | 0 | 0
2029 |  | 0 | 0 | 0 | 0 | 0 | 0 | 0 | 0 | 0 | 0 | 0 | 0 | 0 | 0 | 0 | 0 | 0 | 0 | 0 | 0 | 0 | 0 | 0 | 0 | 0 | 0 | 0 | 0 | 0 | 0 | 0 | 0 | 0 | 0 | 0 | 0 | 0 | 0 | 0 | 0 | 0 | 0 | 0 | 0 | 0 | 0 | 0 | 0 | 0 | 0 | 0 | 0 | 0 | 0 | 0 | 0 | 0 | 0 | 0 | 0 | 0 | 0 | 0 | 0 | 0 | 0 | 0 | 0 | 0 | 0 | 0 | 0 | 0 | 0 | 0 | 0 | 0 | 0 | 0 | 0 | 0 | 0
2030 |  | 0 | 0 | 0 | 0 | 0 | 0 | 0 | 0 | 0 | 0 | 0 | 0 | 0 | 0 | 0 | 0 | 0 | 0 | 0 | 0 | 0 | 0 | 0 | 0 | 0 | 0 | 0 | 0 | 0 | 0 | 0 | 0 | 0 | 0 | 0 | 0 | 0 | 0 | 0 | 0 | 0 | 0 | 0 | 0 | 0 | 0 | 0 | 0 | 0 | 0 | 0 | 0 | 0 | 0 | 0 | 0 | 0 | 0 | 0 | 0 | 0 | 0 | 0 | 0 | 0 | 0 | 0 | 0 | 0 | 0 | 0 | 0 | 0 | 0 | 0 | 0 | 0 | 0 | 0 | 0 | 0 | 0
2031 |  | 0 | 0 | 0 | 0 | 0 | 0 | 0 | 0 | 0 | 0 | 0 | 0 | 0 | 0 | 0 | 0 | 0 | 0 | 0 | 0 | 0 | 0 | 0 | 0 | 0 | 0 | 0 | 0 | 0 | 0 | 0 | 0 | 0 | 0 | 0 | 0 | 0 | 0 | 0 | 0 | 0 | 0 | 0 | 0 | 0 | 0 | 0 | 0 | 0 | 0 | 0 | 0 | 0 | 0 | 0 | 0 | 0 | 0 | 0 | 0 | 0 | 0 | 0 | 0 | 0 | 0 | 0 | 0 | 0 | 0 | 0 | 0 | 0 | 0 | 0 | 0 | 0 | 0 | 0 | 0 | 0 | 0
2032 |  | 0 | 0 | 0 | 0 | 0 | 0 | 0 | 0 | 0 | 0 | 0 | 0 | 0 | 0 | 0 | 0 | 0 | 0 | 0 | 0 | 0 | 0 | 0 | 0 | 0 | 0 | 0 | 0 | 0 | 0 | 0 | 0 | 0 | 0 | 0 | 0 | 0 | 0 | 0 | 0 | 0 | 0 | 0 | 0 | 0 | 0 | 0 | 0 | 0 | 0 | 0 | 0 | 0 | 0 | 0 | 0 | 0 | 0 | 0 | 0 | 0 | 0 | 0 | 0 | 0 | 0 | 0 | 0 | 0 | 0 | 0 | 0 | 0 | 0 | 0 | 0 | 0 | 0 | 0 | 0 | 0 | 0
2033 |  | 0 | 0 | 0 | 0 | 0 | 0 | 0 | 0 | 0 | 0 | 0 | 0 | 0 | 0 | 0 | 0 | 0 | 0 | 0 | 0 | 0 | 0 | 0 | 0 | 0 | 0 | 0 | 0 | 0 | 0 | 0 | 0 | 0 | 0 | 0 | 0 | 0 | 0 | 0 | 0 | 0 | 0 | 0 | 0 | 0 | 0 | 0 | 0 | 0 | 0 | 0 | 0 | 0 | 0 | 0 | 0 | 0 | 0 | 0 | 0 | 0 | 0 | 0 | 0 | 0 | 0 | 0 | 0 | 0 | 0 | 0 | 0 | 0 | 0 | 0 | 0 | 0 | 0 | 0 | 0 | 0 | 0
2034 |  | 0 | 0 | 0 | 0 | 0 | 0 | 0 | 0 | 0 | 0 | 0 | 0 | 0 | 0 | 0 | 0 | 0 | 0 | 0 | 0 | 0 | 0 | 0 | 0 | 0 | 0 | 0 | 0 | 0 | 0 | 0 | 0 | 0 | 0 | 0 | 0 | 0 | 0 | 0 | 0 | 0 | 0 | 0 | 0 | 0 | 0 | 0 | 0 | 0 | 0 | 0 | 0 | 0 | 0 | 0 | 0 | 0 | 0 | 0 | 0 | 0 | 0 | 0 | 0 | 0 | 0 | 0 | 0 | 0 | 0 | 0 | 0 | 0 | 0 | 0 | 0 | 0 | 0 | 0 | 0 | 0 | 0
2035 |  | 0 | 0 | 0 | 0 | 0 | 0 | 0 | 0 | 0 | 0 | 0 | 0 | 0 | 0 | 0 | 0 | 0 | 0 | 0 | 0 | 0 | 0 | 0 | 0 | 0 | 0 | 0 | 0 | 0 | 0 | 0 | 0 | 0 | 0 | 0 | 0 | 0 | 0 | 0 | 0 | 0 | 0 | 0 | 0 | 0 | 0 | 0 | 0 | 0 | 0 | 0 | 0 | 0 | 0 | 0 | 0 | 0 | 0 | 0 | 0 | 0 | 0 | 0 | 0 | 0 | 0 | 0 | 0 | 0 | 0 | 0 | 0 | 0 | 0 | 0 | 0 | 0 | 0 | 0 | 0 | 0 | 0
2036 |  | 0 | 0 | 0 | 0 | 0 | 0 | 0 | 0 | 0 | 0 | 0 | 0 | 0 | 0 | 0 | 0 | 0 | 0 | 0 | 0 | 0 | 0 | 0 | 0 | 0 | 0 | 0 | 0 | 0 | 0 | 0 | 0 | 0 | 0 | 0 | 0 | 0 | 0 | 0 | 0 | 0 | 0 | 0 | 0 | 0 | 0 | 0 | 0 | 0 | 0 | 0 | 0 | 0 | 0 | 0 | 0 | 0 | 0 | 0 | 0 | 0 | 0 | 0 | 0 | 0 | 0 | 0 | 0 | 0 | 0 | 0 | 0 | 0 | 0 | 0 | 0 | 0 | 0 | 0 | 0 | 0 | 0
2037 |  | 0 | 0 | 0 | 0 | 0 | 0 | 0 | 0 | 0 | 0 | 0 | 0 | 0 | 0 | 0 | 0 | 0 | 0 | 0 | 0 | 0 | 0 | 0 | 0 | 0 | 0 | 0 | 0 | 0 | 0 | 0 | 0 | 0 | 0 | 0 | 0 | 0 | 0 | 0 | 0 | 0 | 0 | 0 | 0 | 0 | 0 | 0 | 0 | 0 | 0 | 0 | 0 | 0 | 0 | 0 | 0 | 0 | 0 | 0 | 0 | 0 | 0 | 0 | 0 | 0 | 0 | 0 | 0 | 0 | 0 | 0 | 0 | 0 | 0 | 0 | 0 | 0 | 0 | 0 | 0 | 0 | 0
2038 |  | 0 | 0 | 0 | 0 | 0 | 0 | 0 | 0 | 0 | 0 | 0 | 0 | 0 | 0 | 0 | 0 | 0 | 0 | 0 | 0 | 0 | 0 | 0 | 0 | 0 | 0 | 0 | 0 | 0 | 0 | 0 | 0 | 0 | 0 | 0 | 0 | 0 | 0 | 0 | 0 | 0 | 0 | 0 | 0 | 0 | 0 | 0 | 0 | 0 | 0 | 0 | 0 | 0 | 0 | 0 | 0 | 0 | 0 | 0 | 0 | 0 | 0 | 0 | 0 | 0 | 0 | 0 | 0 | 0 | 0 | 0 | 0 | 0 | 0 | 0 | 0 | 0 | 0 | 0 | 0 | 0 | 0
2039 |  | 0 | 0 | 0 | 0 | 0 | 0 | 0 | 0 | 0 | 0 | 0 | 0 | 0 | 0 | 0 | 0 | 0 | 0 | 0 | 0 | 0 | 0 | 0 | 0 | 0 | 0 | 0 | 0 | 0 | 0 | 0 | 0 | 0 | 0 | 0 | 0 | 0 | 0 | 0 | 0 | 0 | 0 | 0 | 0 | 0 | 0 | 0 | 0 | 0 | 0 | 0 | 0 | 0 | 0 | 0 | 0 | 0 | 0 | 0 | 0 | 0 | 0 | 0 | 0 | 0 | 0 | 0 | 0 | 0 | 0 | 0 | 0 | 0 | 0 | 0 | 0 | 0 | 0 | 0 | 0 | 0 | 0
2040 |  | 0 | 0 | 0 | 0 | 0 | 0 | 0 | 0 | 0 | 0 | 0 | 0 | 0 | 0 | 0 | 0 | 0 | 0 | 0 | 0 | 0 | 0 | 0 | 0 | 0 | 0 | 0 | 0 | 0 | 0 | 0 | 0 | 0 | 0 | 0 | 0 | 0 | 0 | 0 | 0 | 0 | 0 | 0 | 0 | 0 | 0 | 0 | 0 | 0 | 0 | 0 | 0 | 0 | 0 | 0 | 0 | 0 | 0 | 0 | 0 | 0 | 0 | 0 | 0 | 0 | 0 | 0 | 0 | 0 | 0 | 0 | 0 | 0 | 0 | 0 | 0 | 0 | 0 | 0 | 0 | 0 | 0
2041 |  | 0 | 0 | 0 | 0 | 0 | 0 | 0 | 0 | 0 | 0 | 0 | 0 | 0 | 0 | 0 | 0 | 0 | 0 | 0 | 0 | 0 | 0 | 0 | 0 | 0 | 0 | 0 | 0 | 0 | 0 | 0 | 0 | 0 | 0 | 0 | 0 | 0 | 0 | 0 | 0 | 0 | 0 | 0 | 0 | 0 | 0 | 0 | 0 | 0 | 0 | 0 | 0 | 0 | 0 | 0 | 0 | 0 | 0 | 0 | 0 | 0 | 0 | 0 | 0 | 0 | 0 | 0 | 0 | 0 | 0 | 0 | 0 | 0 | 0 | 0 | 0 | 0 | 0 | 0 | 0 | 0 | 0
2042 |  | 0 | 0 | 0 | 0 | 0 | 0 | 0 | 0 | 0 | 0 | 0 | 0 | 0 | 0 | 0 | 0 | 0 | 0 | 0 | 0 | 0 | 0 | 0 | 0 | 0 | 0 | 0 | 0 | 0 | 0 | 0 | 0 | 0 | 0 | 0 | 0 | 0 | 0 | 0 | 0 | 0 | 0 | 0 | 0 | 0 | 0 | 0 | 0 | 0 | 0 | 0 | 0 | 0 | 0 | 0 | 0 | 0 | 0 | 0 | 0 | 0 | 0 | 0 | 0 | 0 | 0 | 0 | 0 | 0 | 0 | 0 | 0 | 0 | 0 | 0 | 0 | 0 | 0 | 0 | 0 | 0 | 0
2043 |  | 0 | 0 | 0 | 0 | 0 | 0 | 0 | 0 | 0 | 0 | 0 | 0 | 0 | 0 | 0 | 0 | 0 | 0 | 0 | 0 | 0 | 0 | 0 | 0 | 0 | 0 | 0 | 0 | 0 | 0 | 0 | 0 | 0 | 0 | 0 | 0 | 0 | 0 | 0 | 0 | 0 | 0 | 0 | 0 | 0 | 0 | 0 | 0 | 0 | 0 | 0 | 0 | 0 | 0 | 0 | 0 | 0 | 0 | 0 | 0 | 0 | 0 | 0 | 0 | 0 | 0 | 0 | 0 | 0 | 0 | 0 | 0 | 0 | 0 | 0 | 0 | 0 | 0 | 0 | 0 | 0 | 0
2044 |  | 0 | 0 | 0 | 0 | 0 | 0 | 0 | 0 | 0 | 0 | 0 | 0 | 0 | 0 | 0 | 0 | 0 | 0 | 0 | 0 | 0 | 0 | 0 | 0 | 0 | 0 | 0 | 0 | 0 | 0 | 0 | 0 | 0 | 0 | 0 | 0 | 0 | 0 | 0 | 0 | 0 | 0 | 0 | 0 | 0 | 0 | 0 | 0 | 0 | 0 | 0 | 0 | 0 | 0 | 0 | 0 | 0 | 0 | 0 | 0 | 0 | 0 | 0 | 0 | 0 | 0 | 0 | 0 | 0 | 0 | 0 | 0 | 0 | 0 | 0 | 0 | 0 | 0 | 0 | 0 | 0 | 0
2045 |  | 0 | 0 | 0 | 0 | 0 | 0 | 0 | 0 | 0 | 0 | 0 | 0 | 0 | 0 | 0 | 0 | 0 | 0 | 0 | 0 | 0 | 0 | 0 | 0 | 0 | 0 | 0 | 0 | 0 | 0 | 0 | 0 | 0 | 0 | 0 | 0 | 0 | 0 | 0 | 0 | 0 | 0 | 0 | 0 | 0 | 0 | 0 | 0 | 0 | 0 | 0 | 0 | 0 | 0 | 0 | 0 | 0 | 0 | 0 | 0 | 0 | 0 | 0 | 0 | 0 | 0 | 0 | 0 | 0 | 0 | 0 | 0 | 0 | 0 | 0 | 0 | 0 | 0 | 0 | 0 | 0 | 0
2046 |  | 0 | 0 | 0 | 0 | 0 | 0 | 0 | 0 | 0 | 0 | 0 | 0 | 0 | 0 | 0 | 0 | 0 | 0 | 0 | 0 | 0 | 0 | 0 | 0 | 0 | 0 | 0 | 0 | 0 | 0 | 0 | 0 | 0 | 0 | 0 | 0 | 0 | 0 | 0 | 0 | 0 | 0 | 0 | 0 | 0 | 0 | 0 | 0 | 0 | 0 | 0 | 0 | 0 | 0 | 0 | 0 | 0 | 0 | 0 | 0 | 0 | 0 | 0 | 0 | 0 | 0 | 0 | 0 | 0 | 0 | 0 | 0 | 0 | 0 | 0 | 0 | 0 | 0 | 0 | 0 | 0 | 0
2047 |  | 0 | 0 | 0 | 0 | 0 | 0 | 0 | 0 | 0 | 0 | 0 | 0 | 0 | 0 | 0 | 0 | 0 | 0 | 0 | 0 | 0 | 0 | 0 | 0 | 0 | 0 | 0 | 0 | 0 | 0 | 0 | 0 | 0 | 0 | 0 | 0 | 0 | 0 | 0 | 0 | 0 | 0 | 0 | 0 | 0 | 0 | 0 | 0 | 0 | 0 | 0 | 0 | 0 | 0 | 0 | 0 | 0 | 0 | 0 | 0 | 0 | 0 | 0 | 0 | 0 | 0 | 0 | 0 | 0 | 0 | 0 | 0 | 0 | 0 | 0 | 0 | 0 | 0 | 0 | 0 | 0 | 0
2048 |  | 0 | 0 | 0 | 0 | 0 | 0 | 0 | 0 | 0 | 0 | 0 | 0 | 0 | 0 | 0 | 0 | 0 | 0 | 0 | 0 | 0 | 0 | 0 | 0 | 0 | 0 | 0 | 0 | 0 | 0 | 0 | 0 | 0 | 0 | 0 | 0 | 0 | 0 | 0 | 0 | 0 | 0 | 0 | 0 | 0 | 0 | 0 | 0 | 0 | 0 | 0 | 0 | 0 | 0 | 0 | 0 | 0 | 0 | 0 | 0 | 0 | 0 | 0 | 0 | 0 | 0 | 0 | 0 | 0 | 0 | 0 | 0 | 0 | 0 | 0 | 0 | 0 | 0 | 0 | 0 | 0 | 0
2049 |  | 0 | 0 | 0 | 0 | 0 | 0 | 0 | 0 | 0 | 0 | 0 | 0 | 0 | 0 | 0 | 0 | 0 | 0 | 0 | 0 | 0 | 0 | 0 | 0 | 0 | 0 | 0 | 0 | 0 | 0 | 0 | 0 | 0 | 0 | 0 | 0 | 0 | 0 | 0 | 0 | 0 | 0 | 0 | 0 | 0 | 0 | 0 | 0 | 0 | 0 | 0 | 0 | 0 | 0 | 0 | 0 | 0 | 0 | 0 | 0 | 0 | 0 | 0 | 0 | 0 | 0 | 0 | 0 | 0 | 0 | 0 | 0 | 0 | 0 | 0 | 0 | 0 | 0 | 0 | 0 | 0 | 0
2050 |  | 0 | 0 | 0 | 0 | 0 | 0 | 0 | 0 | 0 | 0 | 0 | 0 | 0 | 0 | 0 | 0 | 0 | 0 | 0 | 0 | 0 | 0 | 0 | 0 | 0 | 0 | 0 | 0 | 0 | 0 | 0 | 0 | 0 | 0 | 0 | 0 | 0 | 0 | 0 | 0 | 0 | 0 | 0 | 0 | 0 | 0 | 0 | 0 | 0 | 0 | 0 | 0 | 0 | 0 | 0 | 0 | 0 | 0 | 0 | 0 | 0 | 0 | 0 | 0 | 0 | 0 | 0 | 0 | 0 | 0 | 0 | 0 | 0 | 0 | 0 | 0 | 0 | 0 | 0 | 0 | 0 | 0
2051 |  | 0 | 0 | 0 | 0 | 0 | 0 | 0 | 0 | 0 | 0 | 0 | 0 | 0 | 0 | 0 | 0 | 0 | 0 | 0 | 0 | 0 | 0 | 0 | 0 | 0 | 0 | 0 | 0 | 0 | 0 | 0 | 0 | 0 | 0 | 0 | 0 | 0 | 0 | 0 | 0 | 0 | 0 | 0 | 0 | 0 | 0 | 0 | 0 | 0 | 0 | 0 | 0 | 0 | 0 | 0 | 0 | 0 | 0 | 0 | 0 | 0 | 0 | 0 | 0 | 0 | 0 | 0 | 0 | 0 | 0 | 0 | 0 | 0 | 0 | 0 | 0 | 0 | 0 | 0 | 0 | 0 | 0
2052 |  | 0 | 0 | 0 | 0 | 0 | 0 | 0 | 0 | 0 | 0 | 0 | 0 | 0 | 0 | 0 | 0 | 0 | 0 | 0 | 0 | 0 | 0 | 0 | 0 | 0 | 0 | 0 | 0 | 0 | 0 | 0 | 0 | 0 | 0 | 0 | 0 | 0 | 0 | 0 | 0 | 0 | 0 | 0 | 0 | 0 | 0 | 0 | 0 | 0 | 0 | 0 | 0 | 0 | 0 | 0 | 0 | 0 | 0 | 0 | 0 | 0 | 0 | 0 | 0 | 0 | 0 | 0 | 0 | 0 | 0 | 0 | 0 | 0 | 0 | 0 | 0 | 0 | 0 | 0 | 0 | 0 | 0
2053 |  | 0 | 0 | 0 | 0 | 0 | 0 | 0 | 0 | 0 | 0 | 0 | 0 | 0 | 0 | 0 | 0 | 0 | 0 | 0 | 0 | 0 | 0 | 0 | 0 | 0 | 0 | 0 | 0 | 0 | 0 | 0 | 0 | 0 | 0 | 0 | 0 | 0 | 0 | 0 | 0 | 0 | 0 | 0 | 0 | 0 | 0 | 0 | 0 | 0 | 0 | 0 | 0 | 0 | 0 | 0 | 0 | 0 | 0 | 0 | 0 | 0 | 0 | 0 | 0 | 0 | 0 | 0 | 0 | 0 | 0 | 0 | 0 | 0 | 0 | 0 | 0 | 0 | 0 | 0 | 0 | 0 | 0
2054 |  | 0 | 0 | 0 | 0 | 0 | 0 | 0 | 0 | 0 | 0 | 0 | 0 | 0 | 0 | 0 | 0 | 0 | 0 | 0 | 0 | 0 | 0 | 0 | 0 | 0 | 0 | 0 | 0 | 0 | 0 | 0 | 0 | 0 | 0 | 0 | 0 | 0 | 0 | 0 | 0 | 0 | 0 | 0 | 0 | 0 | 0 | 0 | 0 | 0 | 0 | 0 | 0 | 0 | 0 | 0 | 0 | 0 | 0 | 0 | 0 | 0 | 0 | 0 | 0 | 0 | 0 | 0 | 0 | 0 | 0 | 0 | 0 | 0 | 0 | 0 | 0 | 0 | 0 | 0 | 0 | 0 | 0
2055 |  | 0 | 0 | 0 | 0 | 0 | 0 | 0 | 0 | 0 | 0 | 0 | 0 | 0 | 0 | 0 | 0 | 0 | 0 | 0 | 0 | 0 | 0 | 0 | 0 | 0 | 0 | 0 | 0 | 0 | 0 | 0 | 0 | 0 | 0 | 0 | 0 | 0 | 0 | 0 | 0 | 0 | 0 | 0 | 0 | 0 | 0 | 0 | 0 | 0 | 0 | 0 | 0 | 0 | 0 | 0 | 0 | 0 | 0 | 0 | 0 | 0 | 0 | 0 | 0 | 0 | 0 | 0 | 0 | 0 | 0 | 0 | 0 | 0 | 0 | 0 | 0 | 0 | 0 | 0 | 0 | 0 | 0
2056 |  | 0 | 0 | 0 | 0 | 0 | 0 | 0 | 0 | 0 | 0 | 0 | 0 | 0 | 0 | 0 | 0 | 0 | 0 | 0 | 0 | 0 | 0 | 0 | 0 | 0 | 0 | 0 | 0 | 0 | 0 | 0 | 0 | 0 | 0 | 0 | 0 | 0 | 0 | 0 | 0 | 0 | 0 | 0 | 0 | 0 | 0 | 0 | 0 | 0 | 0 | 0 | 0 | 0 | 0 | 0 | 0 | 0 | 0 | 0 | 0 | 0 | 0 | 0 | 0 | 0 | 0 | 0 | 0 | 0 | 0 | 0 | 0 | 0 | 0 | 0 | 0 | 0 | 0 | 0 | 0 | 0 | 0
2057 |  | 0 | 0 | 0 | 0 | 0 | 0 | 0 | 0 | 0 | 0 | 0 | 0 | 0 | 0 | 0 | 0 | 0 | 0 | 0 | 0 | 0 | 0 | 0 | 0 | 0 | 0 | 0 | 0 | 0 | 0 | 0 | 0 | 0 | 0 | 0 | 0 | 0 | 0 | 0 | 0 | 0 | 0 | 0 | 0 | 0 | 0 | 0 | 0 | 0 | 0 | 0 | 0 | 0 | 0 | 0 | 0 | 0 | 0 | 0 | 0 | 0 | 0 | 0 | 0 | 0 | 0 | 0 | 0 | 0 | 0 | 0 | 0 | 0 | 0 | 0 | 0 | 0 | 0 | 0 | 0 | 0 | 0
2058 |  | 0 | 0 | 0 | 0 | 0 | 0 | 0 | 0 | 0 | 0 | 0 | 0 | 0 | 0 | 0 | 0 | 0 | 0 | 0 | 0 | 0 | 0 | 0 | 0 | 0 | 0 | 0 | 0 | 0 | 0 | 0 | 0 | 0 | 0 | 0 | 0 | 0 | 0 | 0 | 0 | 0 | 0 | 0 | 0 | 0 | 0 | 0 | 0 | 0 | 0 | 0 | 0 | 0 | 0 | 0 | 0 | 0 | 0 | 0 | 0 | 0 | 0 | 0 | 0 | 0 | 0 | 0 | 0 | 0 | 0 | 0 | 0 | 0 | 0 | 0 | 0 | 0 | 0 | 0 | 0 | 0 | 0
2059 |  | 0 | 0 | 0 | 0 | 0 | 0 | 0 | 0 | 0 | 0 | 0 | 0 | 0 | 0 | 0 | 0 | 0 | 0 | 0 | 0 | 0 | 0 | 0 | 0 | 0 | 0 | 0 | 0 | 0 | 0 | 0 | 0 | 0 | 0 | 0 | 0 | 0 | 0 | 0 | 0 | 0 | 0 | 0 | 0 | 0 | 0 | 0 | 0 | 0 | 0 | 0 | 0 | 0 | 0 | 0 | 0 | 0 | 0 | 0 | 0 | 0 | 0 | 0 | 0 | 0 | 0 | 0 | 0 | 0 | 0 | 0 | 0 | 0 | 0 | 0 | 0 | 0 | 0 | 0 | 0 | 0 | 0
2060 |  | 0 | 0 | 0 | 0 | 0 | 0 | 0 | 0 | 0 | 0 | 0 | 0 | 0 | 0 | 0 | 0 | 0 | 0 | 0 | 0 | 0 | 0 | 0 | 0 | 0 | 0 | 0 | 0 | 0 | 0 | 0 | 0 | 0 | 0 | 0 | 0 | 0 | 0 | 0 | 0 | 0 | 0 | 0 | 0 | 0 | 0 | 0 | 0 | 0 | 0 | 0 | 0 | 0 | 0 | 0 | 0 | 0 | 0 | 0 | 0 | 0 | 0 | 0 | 0 | 0 | 0 | 0 | 0 | 0 | 0 | 0 | 0 | 0 | 0 | 0 | 0 | 0 | 0 | 0 | 0 | 0 | 0
2061 |  | 0 | 0 | 0 | 0 | 0 | 0 | 0 | 0 | 0 | 0 | 0 | 0 | 0 | 0 | 0 | 0 | 0 | 0 | 0 | 0 | 0 | 0 | 0 | 0 | 0 | 0 | 0 | 0 | 0 | 0 | 0 | 0 | 0 | 0 | 0 | 0 | 0 | 0 | 0 | 0 | 0 | 0 | 0 | 0 | 0 | 0 | 0 | 0 | 0 | 0 | 0 | 0 | 0 | 0 | 0 | 0 | 0 | 0 | 0 | 0 | 0 | 0 | 0 | 0 | 0 | 0 | 0 | 0 | 0 | 0 | 0 | 0 | 0 | 0 | 0 | 0 | 0 | 0 | 0 | 0 | 0 | 0
2062 |  | 0 | 0 | 0 | 0 | 0 | 0 | 0 | 0 | 0 | 0 | 0 | 0 | 0 | 0 | 0 | 0 | 0 | 0 | 0 | 0 | 0 | 0 | 0 | 0 | 0 | 0 | 0 | 0 | 0 | 0 | 0 | 0 | 0 | 0 | 0 | 0 | 0 | 0 | 0 | 0 | 0 | 0 | 0 | 0 | 0 | 0 | 0 | 0 | 0 | 0 | 0 | 0 | 0 | 0 | 0 | 0 | 0 | 0 | 0 | 0 | 0 | 0 | 0 | 0 | 0 | 0 | 0 | 0 | 0 | 0 | 0 | 0 | 0 | 0 | 0 | 0 | 0 | 0 | 0 | 0 | 0 | 0
2063 |  | 0 | 0 | 0 | 0 | 0 | 0 | 0 | 0 | 0 | 0 | 0 | 0 | 0 | 0 | 0 | 0 | 0 | 0 | 0 | 0 | 0 | 0 | 0 | 0 | 0 | 0 | 0 | 0 | 0 | 0 | 0 | 0 | 0 | 0 | 0 | 0 | 0 | 0 | 0 | 0 | 0 | 0 | 0 | 0 | 0 | 0 | 0 | 0 | 0 | 0 | 0 | 0 | 0 | 0 | 0 | 0 | 0 | 0 | 0 | 0 | 0 | 0 | 0 | 0 | 0 | 0 | 0 | 0 | 0 | 0 | 0 | 0 | 0 | 0 | 0 | 0 | 0 | 0 | 0 | 0 | 0 | 0
2064 |  | 0 | 0 | 0 | 0 | 0 | 0 | 0 | 0 | 0 | 0 | 0 | 0 | 0 | 0 | 0 | 0 | 0 | 0 | 0 | 0 | 0 | 0 | 0 | 0 | 0 | 0 | 0 | 0 | 0 | 0 | 0 | 0 | 0 | 0 | 0 | 0 | 0 | 0 | 0 | 0 | 0 | 0 | 0 | 0 | 0 | 0 | 0 | 0 | 0 | 0 | 0 | 0 | 0 | 0 | 0 | 0 | 0 | 0 | 0 | 0 | 0 | 0 | 0 | 0 | 0 | 0 | 0 | 0 | 0 | 0 | 0 | 0 | 0 | 0 | 0 | 0 | 0 | 0 | 0 | 0 | 0 | 0
2065 |  | 0 | 0 | 0 | 0 | 0 | 0 | 0 | 0 | 0 | 0 | 0 | 0 | 0 | 0 | 0 | 0 | 0 | 0 | 0 | 0 | 0 | 0 | 0 | 0 | 0 | 0 | 0 | 0 | 0 | 0 | 0 | 0 | 0 | 0 | 0 | 0 | 0 | 0 | 0 | 0 | 0 | 0 | 0 | 0 | 0 | 0 | 0 | 0 | 0 | 0 | 0 | 0 | 0 | 0 | 0 | 0 | 0 | 0 | 0 | 0 | 0 | 0 | 0 | 0 | 0 | 0 | 0 | 0 | 0 | 0 | 0 | 0 | 0 | 0 | 0 | 0 | 0 | 0 | 0 | 0 | 0 | 0
2066 |  | 0 | 0 | 0 | 0 | 0 | 0 | 0 | 0 | 0 | 0 | 0 | 0 | 0 | 0 | 0 | 0 | 0 | 0 | 0 | 0 | 0 | 0 | 0 | 0 | 0 | 0 | 0 | 0 | 0 | 0 | 0 | 0 | 0 | 0 | 0 | 0 | 0 | 0 | 0 | 0 | 0 | 0 | 0 | 0 | 0 | 0 | 0 | 0 | 0 | 0 | 0 | 0 | 0 | 0 | 0 | 0 | 0 | 0 | 0 | 0 | 0 | 0 | 0 | 0 | 0 | 0 | 0 | 0 | 0 | 0 | 0 | 0 | 0 | 0 | 0 | 0 | 0 | 0 | 0 | 0 | 0 | 0
2067 |  | 0 | 0 | 0 | 0 | 0 | 0 | 0 | 0 | 0 | 0 | 0 | 0 | 0 | 0 | 0 | 0 | 0 | 0 | 0 | 0 | 0 | 0 | 0 | 0 | 0 | 0 | 0 | 0 | 0 | 0 | 0 | 0 | 0 | 0 | 0 | 0 | 0 | 0 | 0 | 0 | 0 | 0 | 0 | 0 | 0 | 0 | 0 | 0 | 0 | 0 | 0 | 0 | 0 | 0 | 0 | 0 | 0 | 0 | 0 | 0 | 0 | 0 | 0 | 0 | 0 | 0 | 0 | 0 | 0 | 0 | 0 | 0 | 0 | 0 | 0 | 0 | 0 | 0 | 0 | 0 | 0 | 0
2068 |  | 0 | 0 | 0 | 0 | 0 | 0 | 0 | 0 | 0 | 0 | 0 | 0 | 0 | 0 | 0 | 0 | 0 | 0 | 0 | 0 | 0 | 0 | 0 | 0 | 0 | 0 | 0 | 0 | 0 | 0 | 0 | 0 | 0 | 0 | 0 | 0 | 0 | 0 | 0 | 0 | 0 | 0 | 0 | 0 | 0 | 0 | 0 | 0 | 0 | 0 | 0 | 0 | 0 | 0 | 0 | 0 | 0 | 0 | 0 | 0 | 0 | 0 | 0 | 0 | 0 | 0 | 0 | 0 | 0 | 0 | 0 | 0 | 0 | 0 | 0 | 0 | 0 | 0 | 0 | 0 | 0 | 0
2069 |  | 0 | 0 | 0 | 0 | 0 | 0 | 0 | 0 | 0 | 0 | 0 | 0 | 0 | 0 | 0 | 0 | 0 | 0 | 0 | 0 | 0 | 0 | 0 | 0 | 0 | 0 | 0 | 0 | 0 | 0 | 0 | 0 | 0 | 0 | 0 | 0 | 0 | 0 | 0 | 0 | 0 | 0 | 0 | 0 | 0 | 0 | 0 | 0 | 0 | 0 | 0 | 0 | 0 | 0 | 0 | 0 | 0 | 0 | 0 | 0 | 0 | 0 | 0 | 0 | 0 | 0 | 0 | 0 | 0 | 0 | 0 | 0 | 0 | 0 | 0 | 0 | 0 | 0 | 0 | 0 | 0 | 0
2070 |  | 0 | 0 | 0 | 0 | 0 | 0 | 0 | 0 | 0 | 0 | 0 | 0 | 0 | 0 | 0 | 0 | 0 | 0 | 0 | 0 | 0 | 0 | 0 | 0 | 0 | 0 | 0 | 0 | 0 | 0 | 0 | 0 | 0 | 0 | 0 | 0 | 0 | 0 | 0 | 0 | 0 | 0 | 0 | 0 | 0 | 0 | 0 | 0 | 0 | 0 | 0 | 0 | 0 | 0 | 0 | 0 | 0 | 0 | 0 | 0 | 0 | 0 | 0 | 0 | 0 | 0 | 0 | 0 | 0 | 0 | 0 | 0 | 0 | 0 | 0 | 0 | 0 | 0 | 0 | 0 | 0 | 0
2071 |  | 0 | 0 | 0 | 0 | 0 | 0 | 0 | 0 | 0 | 0 | 0 | 0 | 0 | 0 | 0 | 0 | 0 | 0 | 0 | 0 | 0 | 0 | 0 | 0 | 0 | 0 | 0 | 0 | 0 | 0 | 0 | 0 | 0 | 0 | 0 | 0 | 0 | 0 | 0 | 0 | 0 | 0 | 0 | 0 | 0 | 0 | 0 | 0 | 0 | 0 | 0 | 0 | 0 | 0 | 0 | 0 | 0 | 0 | 0 | 0 | 0 | 0 | 0 | 0 | 0 | 0 | 0 | 0 | 0 | 0 | 0 | 0 | 0 | 0 | 0 | 0 | 0 | 0 | 0 | 0 | 0 | 0
2072 |  | 0 | 0 | 0 | 0 | 0 | 0 | 0 | 0 | 0 | 0 | 0 | 0 | 0 | 0 | 0 | 0 | 0 | 0 | 0 | 0 | 0 | 0 | 0 | 0 | 0 | 0 | 0 | 0 | 0 | 0 | 0 | 0 | 0 | 0 | 0 | 0 | 0 | 0 | 0 | 0 | 0 | 0 | 0 | 0 | 0 | 0 | 0 | 0 | 0 | 0 | 0 | 0 | 0 | 0 | 0 | 0 | 0 | 0 | 0 | 0 | 0 | 0 | 0 | 0 | 0 | 0 | 0 | 0 | 0 | 0 | 0 | 0 | 0 | 0 | 0 | 0 | 0 | 0 | 0 | 0 | 0 | 0
2073 |  | 0 | 0 | 0 | 0 | 0 | 0 | 0 | 0 | 0 | 0 | 0 | 0 | 0 | 0 | 0 | 0 | 0 | 0 | 0 | 0 | 0 | 0 | 0 | 0 | 0 | 0 | 0 | 0 | 0 | 0 | 0 | 0 | 0 | 0 | 0 | 0 | 0 | 0 | 0 | 0 | 0 | 0 | 0 | 0 | 0 | 0 | 0 | 0 | 0 | 0 | 0 | 0 | 0 | 0 | 0 | 0 | 0 | 0 | 0 | 0 | 0 | 0 | 0 | 0 | 0 | 0 | 0 | 0 | 0 | 0 | 0 | 0 | 0 | 0 | 0 | 0 | 0 | 0 | 0 | 0 | 0 | 0
2074 |  | 0 | 0 | 0 | 0 | 0 | 0 | 0 | 0 | 0 | 0 | 0 | 0 | 0 | 0 | 0 | 0 | 0 | 0 | 0 | 0 | 0 | 0 | 0 | 0 | 0 | 0 | 0 | 0 | 0 | 0 | 0 | 0 | 0 | 0 | 0 | 0 | 0 | 0 | 0 | 0 | 0 | 0 | 0 | 0 | 0 | 0 | 0 | 0 | 0 | 0 | 0 | 0 | 0 | 0 | 0 | 0 | 0 | 0 | 0 | 0 | 0 | 0 | 0 | 0 | 0 | 0 | 0 | 0 | 0 | 0 | 0 | 0 | 0 | 0 | 0 | 0 | 0 | 0 | 0 | 0 | 0 | 0
2075 |  | 0 | 0 | 0 | 0 | 0 | 0 | 0 | 0 | 0 | 0 | 0 | 0 | 0 | 0 | 0 | 0 | 0 | 0 | 0 | 0 | 0 | 0 | 0 | 0 | 0 | 0 | 0 | 0 | 0 | 0 | 0 | 0 | 0 | 0 | 0 | 0 | 0 | 0 | 0 | 0 | 0 | 0 | 0 | 0 | 0 | 0 | 0 | 0 | 0 | 0 | 0 | 0 | 0 | 0 | 0 | 0 | 0 | 0 | 0 | 0 | 0 | 0 | 0 | 0 | 0 | 0 | 0 | 0 | 0 | 0 | 0 | 0 | 0 | 0 | 0 | 0 | 0 | 0 | 0 | 0 | 0 | 0
2076 |  | 0 | 0 | 0 | 0 | 0 | 0 | 0 | 0 | 0 | 0 | 0 | 0 | 0 | 0 | 0 | 0 | 0 | 0 | 0 | 0 | 0 | 0 | 0 | 0 | 0 | 0 | 0 | 0 | 0 | 0 | 0 | 0 | 0 | 0 | 0 | 0 | 0 | 0 | 0 | 0 | 0 | 0 | 0 | 0 | 0 | 0 | 0 | 0 | 0 | 0 | 0 | 0 | 0 | 0 | 0 | 0 | 0 | 0 | 0 | 0 | 0 | 0 | 0 | 0 | 0 | 0 | 0 | 0 | 0 | 0 | 0 | 0 | 0 | 0 | 0 | 0 | 0 | 0 | 0 | 0 | 0 | 0
2077 |  | 0 | 0 | 0 | 0 | 0 | 0 | 0 | 0 | 0 | 0 | 0 | 0 | 0 | 0 | 0 | 0 | 0 | 0 | 0 | 0 | 0 | 0 | 0 | 0 | 0 | 0 | 0 | 0 | 0 | 0 | 0 | 0 | 0 | 0 | 0 | 0 | 0 | 0 | 0 | 0 | 0 | 0 | 0 | 0 | 0 | 0 | 0 | 0 | 0 | 0 | 0 | 0 | 0 | 0 | 0 | 0 | 0 | 0 | 0 | 0 | 0 | 0 | 0 | 0 | 0 | 0 | 0 | 0 | 0 | 0 | 0 | 0 | 0 | 0 | 0 | 0 | 0 | 0 | 0 | 0 | 0 | 0
2078 |  | 0 | 0 | 0 | 0 | 0 | 0 | 0 | 0 | 0 | 0 | 0 | 0 | 0 | 0 | 0 | 0 | 0 | 0 | 0 | 0 | 0 | 0 | 0 | 0 | 0 | 0 | 0 | 0 | 0 | 0 | 0 | 0 | 0 | 0 | 0 | 0 | 0 | 0 | 0 | 0 | 0 | 0 | 0 | 0 | 0 | 0 | 0 | 0 | 0 | 0 | 0 | 0 | 0 | 0 | 0 | 0 | 0 | 0 | 0 | 0 | 0 | 0 | 0 | 0 | 0 | 0 | 0 | 0 | 0 | 0 | 0 | 0 | 0 | 0 | 0 | 0 | 0 | 0 | 0 | 0 | 0 | 0
2079 |  | 0 | 0 | 0 | 0 | 0 | 0 | 0 | 0 | 0 | 0 | 0 | 0 | 0 | 0 | 0 | 0 | 0 | 0 | 0 | 0 | 0 | 0 | 0 | 0 | 0 | 0 | 0 | 0 | 0 | 0 | 0 | 0 | 0 | 0 | 0 | 0 | 0 | 0 | 0 | 0 | 0 | 0 | 0 | 0 | 0 | 0 | 0 | 0 | 0 | 0 | 0 | 0 | 0 | 0 | 0 | 0 | 0 | 0 | 0 | 0 | 0 | 0 | 0 | 0 | 0 | 0 | 0 | 0 | 0 | 0 | 0 | 0 | 0 | 0 | 0 | 0 | 0 | 0 | 0 | 0 | 0 | 0
2080 |  | 0 | 0 | 0 | 0 | 0 | 0 | 0 | 0 | 0 | 0 | 0 | 0 | 0 | 0 | 0 | 0 | 0 | 0 | 0 | 0 | 0 | 0 | 0 | 0 | 0 | 0 | 0 | 0 | 0 | 0 | 0 | 0 | 0 | 0 | 0 | 0 | 0 | 0 | 0 | 0 | 0 | 0 | 0 | 0 | 0 | 0 | 0 | 0 | 0 | 0 | 0 | 0 | 0 | 0 | 0 | 0 | 0 | 0 | 0 | 0 | 0 | 0 | 0 | 0 | 0 | 0 | 0 | 0 | 0 | 0 | 0 | 0 | 0 | 0 | 0 | 0 | 0 | 0 | 0 | 0 | 0 | 0
2081 |  | 0 | 0 | 0 | 0 | 0 | 0 | 0 | 0 | 0 | 0 | 0 | 0 | 0 | 0 | 0 | 0 | 0 | 0 | 0 | 0 | 0 | 0 | 0 | 0 | 0 | 0 | 0 | 0 | 0 | 0 | 0 | 0 | 0 | 0 | 0 | 0 | 0 | 0 | 0 | 0 | 0 | 0 | 0 | 0 | 0 | 0 | 0 | 0 | 0 | 0 | 0 | 0 | 0 | 0 | 0 | 0 | 0 | 0 | 0 | 0 | 0 | 0 | 0 | 0 | 0 | 0 | 0 | 0 | 0 | 0 | 0 | 0 | 0 | 0 | 0 | 0 | 0 | 0 | 0 | 0 | 0 | 0
2082 |  | 0 | 0 | 0 | 0 | 0 | 0 | 0 | 0 | 0 | 0 | 0 | 0 | 0 | 0 | 0 | 0 | 0 | 0 | 0 | 0 | 0 | 0 | 0 | 0 | 0 | 0 | 0 | 0 | 0 | 0 | 0 | 0 | 0 | 0 | 0 | 0 | 0 | 0 | 0 | 0 | 0 | 0 | 0 | 0 | 0 | 0 | 0 | 0 | 0 | 0 | 0 | 0 | 0 | 0 | 0 | 0 | 0 | 0 | 0 | 0 | 0 | 0 | 0 | 0 | 0 | 0 | 0 | 0 | 0 | 0 | 0 | 0 | 0 | 0 | 0 | 0 | 0 | 0 | 0 | 0 | 0 | 0
2083 |  | 0 | 0 | 0 | 0 | 0 | 0 | 0 | 0 | 0 | 0 | 0 | 0 | 0 | 0 | 0 | 0 | 0 | 0 | 0 | 0 | 0 | 0 | 0 | 0 | 0 | 0 | 0 | 0 | 0 | 0 | 0 | 0 | 0 | 0 | 0 | 0 | 0 | 0 | 0 | 0 | 0 | 0 | 0 | 0 | 0 | 0 | 0 | 0 | 0 | 0 | 0 | 0 | 0 | 0 | 0 | 0 | 0 | 0 | 0 | 0 | 0 | 0 | 0 | 0 | 0 | 0 | 0 | 0 | 0 | 0 | 0 | 0 | 0 | 0 | 0 | 0 | 0 | 0 | 0 | 0 | 0 | 0
2084 |  | 0 | 0 | 0 | 0 | 0 | 0 | 0 | 0 | 0 | 0 | 0 | 0 | 0 | 0 | 0 | 0 | 0 | 0 | 0 | 0 | 0 | 0 | 0 | 0 | 0 | 0 | 0 | 0 | 0 | 0 | 0 | 0 | 0 | 0 | 0 | 0 | 0 | 0 | 0 | 0 | 0 | 0 | 0 | 0 | 0 | 0 | 0 | 0 | 0 | 0 | 0 | 0 | 0 | 0 | 0 | 0 | 0 | 0 | 0 | 0 | 0 | 0 | 0 | 0 | 0 | 0 | 0 | 0 | 0 | 0 | 0 | 0 | 0 | 0 | 0 | 0 | 0 | 0 | 0 | 0 | 0 | 0
2085 |  | 0 | 0 | 0 | 0 | 0 | 0 | 0 | 0 | 0 | 0 | 0 | 0 | 0 | 0 | 0 | 0 | 0 | 0 | 0 | 0 | 0 | 0 | 0 | 0 | 0 | 0 | 0 | 0 | 0 | 0 | 0 | 0 | 0 | 0 | 0 | 0 | 0 | 0 | 0 | 0 | 0 | 0 | 0 | 0 | 0 | 0 | 0 | 0 | 0 | 0 | 0 | 0 | 0 | 0 | 0 | 0 | 0 | 0 | 0 | 0 | 0 | 0 | 0 | 0 | 0 | 0 | 0 | 0 | 0 | 0 | 0 | 0 | 0 | 0 | 0 | 0 | 0 | 0 | 0 | 0 | 0 | 0
2086 |  | 0 | 0 | 0 | 0 | 0 | 0 | 0 | 0 | 0 | 0 | 0 | 0 | 0 | 0 | 0 | 0 | 0 | 0 | 0 | 0 | 0 | 0 | 0 | 0 | 0 | 0 | 0 | 0 | 0 | 0 | 0 | 0 | 0 | 0 | 0 | 0 | 0 | 0 | 0 | 0 | 0 | 0 | 0 | 0 | 0 | 0 | 0 | 0 | 0 | 0 | 0 | 0 | 0 | 0 | 0 | 0 | 0 | 0 | 0 | 0 | 0 | 0 | 0 | 0 | 0 | 0 | 0 | 0 | 0 | 0 | 0 | 0 | 0 | 0 | 0 | 0 | 0 | 0 | 0 | 0 | 0 | 0
2087 |  | 0 | 0 | 0 | 0 | 0 | 0 | 0 | 0 | 0 | 0 | 0 | 0 | 0 | 0 | 0 | 0 | 0 | 0 | 0 | 0 | 0 | 0 | 0 | 0 | 0 | 0 | 0 | 0 | 0 | 0 | 0 | 0 | 0 | 0 | 0 | 0 | 0 | 0 | 0 | 0 | 0 | 0 | 0 | 0 | 0 | 0 | 0 | 0 | 0 | 0 | 0 | 0 | 0 | 0 | 0 | 0 | 0 | 0 | 0 | 0 | 0 | 0 | 0 | 0 | 0 | 0 | 0 | 0 | 0 | 0 | 0 | 0 | 0 | 0 | 0 | 0 | 0 | 0 | 0 | 0 | 0 | 0
2088 |  | 0 | 0 | 0 | 0 | 0 | 0 | 0 | 0 | 0 | 0 | 0 | 0 | 0 | 0 | 0 | 0 | 0 | 0 | 0 | 0 | 0 | 0 | 0 | 0 | 0 | 0 | 0 | 0 | 0 | 0 | 0 | 0 | 0 | 0 | 0 | 0 | 0 | 0 | 0 | 0 | 0 | 0 | 0 | 0 | 0 | 0 | 0 | 0 | 0 | 0 | 0 | 0 | 0 | 0 | 0 | 0 | 0 | 0 | 0 | 0 | 0 | 0 | 0 | 0 | 0 | 0 | 0 | 0 | 0 | 0 | 0 | 0 | 0 | 0 | 0 | 0 | 0 | 0 | 0 | 0 | 0 | 0
2089 |  | 0 | 0 | 0 | 0 | 0 | 0 | 0 | 0 | 0 | 0 | 0 | 0 | 0 | 0 | 0 | 0 | 0 | 0 | 0 | 0 | 0 | 0 | 0 | 0 | 0 | 0 | 0 | 0 | 0 | 0 | 0 | 0 | 0 | 0 | 0 | 0 | 0 | 0 | 0 | 0 | 0 | 0 | 0 | 0 | 0 | 0 | 0 | 0 | 0 | 0 | 0 | 0 | 0 | 0 | 0 | 0 | 0 | 0 | 0 | 0 | 0 | 0 | 0 | 0 | 0 | 0 | 0 | 0 | 0 | 0 | 0 | 0 | 0 | 0 | 0 | 0 | 0 | 0 | 0 | 0 | 0 | 0
2090 |  | 0 | 0 | 0 | 0 | 0 | 0 | 0 | 0 | 0 | 0 | 0 | 0 | 0 | 0 | 0 | 0 | 0 | 0 | 0 | 0 | 0 | 0 | 0 | 0 | 0 | 0 | 0 | 0 | 0 | 0 | 0 | 0 | 0 | 0 | 0 | 0 | 0 | 0 | 0 | 0 | 0 | 0 | 0 | 0 | 0 | 0 | 0 | 0 | 0 | 0 | 0 | 0 | 0 | 0 | 0 | 0 | 0 | 0 | 0 | 0 | 0 | 0 | 0 | 0 | 0 | 0 | 0 | 0 | 0 | 0 | 0 | 0 | 0 | 0 | 0 | 0 | 0 | 0 | 0 | 0 | 0 | 0
2091 |  | 0 | 0 | 0 | 0 | 0 | 0 | 0 | 0 | 0 | 0 | 0 | 0 | 0 | 0 | 0 | 0 | 0 | 0 | 0 | 0 | 0 | 0 | 0 | 0 | 0 | 0 | 0 | 0 | 0 | 0 | 0 | 0 | 0 | 0 | 0 | 0 | 0 | 0 | 0 | 0 | 0 | 0 | 0 | 0 | 0 | 0 | 0 | 0 | 0 | 0 | 0 | 0 | 0 | 0 | 0 | 0 | 0 | 0 | 0 | 0 | 0 | 0 | 0 | 0 | 0 | 0 | 0 | 0 | 0 | 0 | 0 | 0 | 0 | 0 | 0 | 0 | 0 | 0 | 0 | 0 | 0 | 0
2092 |  | 0 | 0 | 0 | 0 | 0 | 0 | 0 | 0 | 0 | 0 | 0 | 0 | 0 | 0 | 0 | 0 | 0 | 0 | 0 | 0 | 0 | 0 | 0 | 0 | 0 | 0 | 0 | 0 | 0 | 0 | 0 | 0 | 0 | 0 | 0 | 0 | 0 | 0 | 0 | 0 | 0 | 0 | 0 | 0 | 0 | 0 | 0 | 0 | 0 | 0 | 0 | 0 | 0 | 0 | 0 | 0 | 0 | 0 | 0 | 0 | 0 | 0 | 0 | 0 | 0 | 0 | 0 | 0 | 0 | 0 | 0 | 0 | 0 | 0 | 0 | 0 | 0 | 0 | 0 | 0 | 0 | 0
2093 |  | 0 | 0 | 0 | 0 | 0 | 0 | 0 | 0 | 0 | 0 | 0 | 0 | 0 | 0 | 0 | 0 | 0 | 0 | 0 | 0 | 0 | 0 | 0 | 0 | 0 | 0 | 0 | 0 | 0 | 0 | 0 | 0 | 0 | 0 | 0 | 0 | 0 | 0 | 0 | 0 | 0 | 0 | 0 | 0 | 0 | 0 | 0 | 0 | 0 | 0 | 0 | 0 | 0 | 0 | 0 | 0 | 0 | 0 | 0 | 0 | 0 | 0 | 0 | 0 | 0 | 0 | 0 | 0 | 0 | 0 | 0 | 0 | 0 | 0 | 0 | 0 | 0 | 0 | 0 | 0 | 0 | 0
2094 |  | 0 | 0 | 0 | 0 | 0 | 0 | 0 | 0 | 0 | 0 | 0 | 0 | 0 | 0 | 0 | 0 | 0 | 0 | 0 | 0 | 0 | 0 | 0 | 0 | 0 | 0 | 0 | 0 | 0 | 0 | 0 | 0 | 0 | 0 | 0 | 0 | 0 | 0 | 0 | 0 | 0 | 0 | 0 | 0 | 0 | 0 | 0 | 0 | 0 | 0 | 0 | 0 | 0 | 0 | 0 | 0 | 0 | 0 | 0 | 0 | 0 | 0 | 0 | 0 | 0 | 0 | 0 | 0 | 0 | 0 | 0 | 0 | 0 | 0 | 0 | 0 | 0 | 0 | 0 | 0 | 0 | 0
2095 |  | 0 | 0 | 0 | 0 | 0 | 0 | 0 | 0 | 0 | 0 | 0 | 0 | 0 | 0 | 0 | 0 | 0 | 0 | 0 | 0 | 0 | 0 | 0 | 0 | 0 | 0 | 0 | 0 | 0 | 0 | 0 | 0 | 0 | 0 | 0 | 0 | 0 | 0 | 0 | 0 | 0 | 0 | 0 | 0 | 0 | 0 | 0 | 0 | 0 | 0 | 0 | 0 | 0 | 0 | 0 | 0 | 0 | 0 | 0 | 0 | 0 | 0 | 0 | 0 | 0 | 0 | 0 | 0 | 0 | 0 | 0 | 0 | 0 | 0 | 0 | 0 | 0 | 0 | 0 | 0 | 0 | 0
2096 |  | 0 | 0 | 0 | 0 | 0 | 0 | 0 | 0 | 0 | 0 | 0 | 0 | 0 | 0 | 0 | 0 | 0 | 0 | 0 | 0 | 0 | 0 | 0 | 0 | 0 | 0 | 0 | 0 | 0 | 0 | 0 | 0 | 0 | 0 | 0 | 0 | 0 | 0 | 0 | 0 | 0 | 0 | 0 | 0 | 0 | 0 | 0 | 0 | 0 | 0 | 0 | 0 | 0 | 0 | 0 | 0 | 0 | 0 | 0 | 0 | 0 | 0 | 0 | 0 | 0 | 0 | 0 | 0 | 0 | 0 | 0 | 0 | 0 | 0 | 0 | 0 | 0 | 0 | 0 | 0 | 0 | 0
2097 |  | 0 | 0 | 0 | 0 | 0 | 0 | 0 | 0 | 0 | 0 | 0 | 0 | 0 | 0 | 0 | 0 | 0 | 0 | 0 | 0 | 0 | 0 | 0 | 0 | 0 | 0 | 0 | 0 | 0 | 0 | 0 | 0 | 0 | 0 | 0 | 0 | 0 | 0 | 0 | 0 | 0 | 0 | 0 | 0 | 0 | 0 | 0 | 0 | 0 | 0 | 0 | 0 | 0 | 0 | 0 | 0 | 0 | 0 | 0 | 0 | 0 | 0 | 0 | 0 | 0 | 0 | 0 | 0 | 0 | 0 | 0 | 0 | 0 | 0 | 0 | 0 | 0 | 0 | 0 | 0 | 0 | 0
2098 |  | 0 | 0 | 0 | 0 | 0 | 0 | 0 | 0 | 0 | 0 | 0 | 0 | 0 | 0 | 0 | 0 | 0 | 0 | 0 | 0 | 0 | 0 | 0 | 0 | 0 | 0 | 0 | 0 | 0 | 0 | 0 | 0 | 0 | 0 | 0 | 0 | 0 | 0 | 0 | 0 | 0 | 0 | 0 | 0 | 0 | 0 | 0 | 0 | 0 | 0 | 0 | 0 | 0 | 0 | 0 | 0 | 0 | 0 | 0 | 0 | 0 | 0 | 0 | 0 | 0 | 0 | 0 | 0 | 0 | 0 | 0 | 0 | 0 | 0 | 0 | 0 | 0 | 0 | 0 | 0 | 0 | 0
2099 |  | 0 | 0 | 0 | 0 | 0 | 0 | 0 | 0 | 0 | 0 | 0 | 0 | 0 | 0 | 0 | 0 | 0 | 0 | 0 | 0 | 0 | 0 | 0 | 0 | 0 | 0 | 0 | 0 | 0 | 0 | 0 | 0 | 0 | 0 | 0 | 0 | 0 | 0 | 0 | 0 | 0 | 0 | 0 | 0 | 0 | 0 | 0 | 0 | 0 | 0 | 0 | 0 | 0 | 0 | 0 | 0 | 0 | 0 | 0 | 0 | 0 | 0 | 0 | 0 | 0 | 0 | 0 | 0 | 0 | 0 | 0 | 0 | 0 | 0 | 0 | 0 | 0 | 0 | 0 | 0 | 0 | 0
2100 |  | 0 | 0 | 0 | 0 | 0 | 0 | 0 | 0 | 0 | 0 | 0 | 0 | 0 | 0 | 0 | 0 | 0 | 0 | 0 | 0 | 0 | 0 | 0 | 0 | 0 | 0 | 0 | 0 | 0 | 0 | 0 | 0 | 0 | 0 | 0 | 0 | 0 | 0 | 0 | 0 | 0 | 0 | 0 | 0 | 0 | 0 | 0 | 0 | 0 | 0 | 0 | 0 | 0 | 0 | 0 | 0 | 0 | 0 | 0 | 0 | 0 | 0 | 0 | 0 | 0 | 0 | 0 | 0 | 0 | 0 | 0 | 0 | 0 | 0 | 0 | 0 | 0 | 0 | 0 | 0 | 0 | 0
2101 |  | 0 | 0 | 0 | 0 | 0 | 0 | 0 | 0 | 0 | 0 | 0 | 0 | 0 | 0 | 0 | 0 | 0 | 0 | 0 | 0 | 0 | 0 | 0 | 0 | 0 | 0 | 0 | 0 | 0 | 0 | 0 | 0 | 0 | 0 | 0 | 0 | 0 | 0 | 0 | 0 | 0 | 0 | 0 | 0 | 0 | 0 | 0 | 0 | 0 | 0 | 0 | 0 | 0 | 0 | 0 | 0 | 0 | 0 | 0 | 0 | 0 | 0 | 0 | 0 | 0 | 0 | 0 | 0 | 0 | 0 | 0 | 0 | 0 | 0 | 0 | 0 | 0 | 0 | 0 | 0 | 0 | 0
2102 |  | 0 | 0 | 0 | 0 | 0 | 0 | 0 | 0 | 0 | 0 | 0 | 0 | 0 | 0 | 0 | 0 | 0 | 0 | 0 | 0 | 0 | 0 | 0 | 0 | 0 | 0 | 0 | 0 | 0 | 0 | 0 | 0 | 0 | 0 | 0 | 0 | 0 | 0 | 0 | 0 | 0 | 0 | 0 | 0 | 0 | 0 | 0 | 0 | 0 | 0 | 0 | 0 | 0 | 0 | 0 | 0 | 0 | 0 | 0 | 0 | 0 | 0 | 0 | 0 | 0 | 0 | 0 | 0 | 0 | 0 | 0 | 0 | 0 | 0 | 0 | 0 | 0 | 0 | 0 | 0 | 0 | 0
2103 |  | 0 | 0 | 0 | 0 | 0 | 0 | 0 | 0 | 0 | 0 | 0 | 0 | 0 | 0 | 0 | 0 | 0 | 0 | 0 | 0 | 0 | 0 | 0 | 0 | 0 | 0 | 0 | 0 | 0 | 0 | 0 | 0 | 0 | 0 | 0 | 0 | 0 | 0 | 0 | 0 | 0 | 0 | 0 | 0 | 0 | 0 | 0 | 0 | 0 | 0 | 0 | 0 | 0 | 0 | 0 | 0 | 0 | 0 | 0 | 0 | 0 | 0 | 0 | 0 | 0 | 0 | 0 | 0 | 0 | 0 | 0 | 0 | 0 | 0 | 0 | 0 | 0 | 0 | 0 | 0 | 0 | 0
2104 |  | 0 | 0 | 0 | 0 | 0 | 0 | 0 | 0 | 0 | 0 | 0 | 0 | 0 | 0 | 0 | 0 | 0 | 0 | 0 | 0 | 0 | 0 | 0 | 0 | 0 | 0 | 0 | 0 | 0 | 0 | 0 | 0 | 0 | 0 | 0 | 0 | 0 | 0 | 0 | 0 | 0 | 0 | 0 | 0 | 0 | 0 | 0 | 0 | 0 | 0 | 0 | 0 | 0 | 0 | 0 | 0 | 0 | 0 | 0 | 0 | 0 | 0 | 0 | 0 | 0 | 0 | 0 | 0 | 0 | 0 | 0 | 0 | 0 | 0 | 0 | 0 | 0 | 0 | 0 | 0 | 0 | 0
2105 |  | 0 | 0 | 0 | 0 | 0 | 0 | 0 | 0 | 0 | 0 | 0 | 0 | 0 | 0 | 0 | 0 | 0 | 0 | 0 | 0 | 0 | 0 | 0 | 0 | 0 | 0 | 0 | 0 | 0 | 0 | 0 | 0 | 0 | 0 | 0 | 0 | 0 | 0 | 0 | 0 | 0 | 0 | 0 | 0 | 0 | 0 | 0 | 0 | 0 | 0 | 0 | 0 | 0 | 0 | 0 | 0 | 0 | 0 | 0 | 0 | 0 | 0 | 0 | 0 | 0 | 0 | 0 | 0 | 0 | 0 | 0 | 0 | 0 | 0 | 0 | 0 | 0 | 0 | 0 | 0 | 0 | 0
2106 |  | 0 | 0 | 0 | 0 | 0 | 0 | 0 | 0 | 0 | 0 | 0 | 0 | 0 | 0 | 0 | 0 | 0 | 0 | 0 | 0 | 0 | 0 | 0 | 0 | 0 | 0 | 0 | 0 | 0 | 0 | 0 | 0 | 0 | 0 | 0 | 0 | 0 | 0 | 0 | 0 | 0 | 0 | 0 | 0 | 0 | 0 | 0 | 0 | 0 | 0 | 0 | 0 | 0 | 0 | 0 | 0 | 0 | 0 | 0 | 0 | 0 | 0 | 0 | 0 | 0 | 0 | 0 | 0 | 0 | 0 | 0 | 0 | 0 | 0 | 0 | 0 | 0 | 0 | 0 | 0 | 0 | 0
2107 |  | 0 | 0 | 0 | 0 | 0 | 0 | 0 | 0 | 0 | 0 | 0 | 0 | 0 | 0 | 0 | 0 | 0 | 0 | 0 | 0 | 0 | 0 | 0 | 0 | 0 | 0 | 0 | 0 | 0 | 0 | 0 | 0 | 0 | 0 | 0 | 0 | 0 | 0 | 0 | 0 | 0 | 0 | 0 | 0 | 0 | 0 | 0 | 0 | 0 | 0 | 0 | 0 | 0 | 0 | 0 | 0 | 0 | 0 | 0 | 0 | 0 | 0 | 0 | 0 | 0 | 0 | 0 | 0 | 0 | 0 | 0 | 0 | 0 | 0 | 0 | 0 | 0 | 0 | 0 | 0 | 0 | 0